## User interface
INPUTS
Monthly or daily data: | monthly
[15 empty] | STREAM TIER chronic | STREAM TIER acute | Scenario list | Number of decades | Time scale
Current Year | 2013 | [17 empty] | monthly
Future scenarios (number of decades) | 5 | [13 empty] | WS-I Chronic | WS-I Acute | User Defined | 1 | daily
Stream Temperatures Tier Chronic | CS-II Chronic | [13 empty] | WS-II Chronic | WS-II Acute | FR LOW WWTP Q | 2
Stream Temperatures Tier Acute | CS-II Acute | [13 empty] | WS-III Chronic | WS-III Acute | FR HIGH WWTP Q | 3
Scenarios | FR HIGH WWTP Q | [13 empty] | CS-I Chronic | CS-I Acute | MTS | 4
FR HIGH WWTP Q: Elevation (ft) | 5279.3333 | [13 empty] | CS-II Chronic | CS-II Acute |  | 5
6
7
8
Month | 1 | 1 | 2 | 3 | 4 | 5 | 6 | 7 | 8 | 9 | 10 | 11 | 12 | 12 |  |  |  | 9
Day of the year | 1 | 15 | 46 | 75 | 105 | 135 | 166 | 196 | 227 | 258 | 288 | 319 | 349 | 365 |  |  |  | 10
Stream Discharge (cfs) | 24.3331 | 24.1059 | 22.2571 | 23.7909 | 48.8534 | 137.2478 | 244.5635 | 164.8253 | 91.552 | 47.8245 | 31.8665 | 26.6108 | 24.5603 | 24.3331
Effluent Discharge (cfs) | 136.136 | 136.136 | 136.136 | 136.136 | 136.136 | 136.136 | 136.136 | 136.136 | 136.136 | 136.136 | 136.136 | 136.136 | 136.136 | 136.136
FR HIGH WWTP Q: Stream Discharge mean (cfs) | 24.3331 | 24.1059 | 22.2571 | 23.7909 | 48.8534 | 137.2478 | 244.5635 | 164.8253 | 91.552 | 47.8245 | 31.8665 | 26.6108 | 24.5603 | 24.3331
FR HIGH WWTP Q: Stream Discharge variation (cfs) | 18.2742 | 17.9508 | 17.287 | 17.3297 | 76.0818 | 154.3568 | 252.5183 | 132.5001 | 56.0716 | 29.0759 | 27.8423 | 25.0263 | 18.5977 | 18.2742
FR HIGH WWTP Q: Effluent Discharge mean (cfs) | 136.136 | 136.136 | 136.136 | 136.136 | 136.136 | 136.136 | 136.136 | 136.136 | 136.136 | 136.136 | 136.136 | 136.136 | 136.136 | 136.136
FR HIGH WWTP Q: Effluent Discharge variation (cfs) | 80.444 | 80.444 | 80.444 | 80.444 | 80.444 | 80.444 | 80.444 | 80.444 | 80.444 | 80.444 | 80.444 | 80.444 | 80.444 | 80.444
Scenarios
User Defined
User Defined: Elevation (ft) | 5279
Month |  | 1 | 2 | 3 | 4 | 5 | 6 | 7 | 8 | 9 | 10 | 11 | 12
Stream Discharge mean (cfs) | User Defined: Stream Discharge mean (cfs) | 27.1192 | 25.0392 | 26.7647 | 54.9601 | 154.4038 | 275.134 | 185.4284 | 102.996 | 53.8025 | 35.8498 | 29.9371 | 27.6303
Stream Discharge variation (cfs) | User Defined: Stream Discharge variation (cfs) | 13.5596 | 12.5196 | 13.3824 | 27.48 | 77.2019 | 137.567 | 92.7142 | 51.498 | 26.9013 | 17.9249 | 14.9686 | 13.8152
Effluent Discharge mean (cfs) | User Defined: Effluent Discharge mean (cfs) | 12.5528 | 12.5528 | 12.5528 | 12.5528 | 12.5528 | 12.5528 | 12.5528 | 12.5528 | 12.5528 | 12.5528 | 12.5528 | 12.5528
Effluent Discharge variation (cfs) | User Defined: Effluent Discharge variation (cfs) | 5.317 | 5.317 | 5.317 | 5.317 | 5.317 | 5.317 | 5.317 | 5.317 | 5.317 | 5.317 | 5.317 | 5.317
FR LOW WWTP Q
FR LOW WWTP Q: Elevation (ft) | 5279.3333
Month |  | 1 | 2 | 3 | 4 | 5 | 6 | 7 | 8 | 9 | 10 | 11 | 12
Stream Discharge mean (cfs) | FR LOW WWTP Q: Stream Discharge mean (cfs) | 24.1059 | 22.2571 | 23.7909 | 48.8534 | 137.2478 | 244.5635 | 164.8253 | 91.552 | 47.8245 | 31.8665 | 26.6108 | 24.5603
Stream Discharge variation (cfs) | FR LOW WWTP Q: Stream Discharge variation (cfs) | 17.9508 | 17.287 | 17.3297 | 76.0818 | 154.3568 | 252.5183 | 132.5001 | 56.0716 | 29.0759 | 27.8423 | 25.0263 | 18.5977
Effluent Discharge mean (cfs) | FR LOW WWTP Q: Effluent Discharge mean (cfs) | 12.5528 | 12.5528 | 12.5528 | 12.5528 | 12.5528 | 12.5528 | 12.5528 | 12.5528 | 12.5528 | 12.5528 | 12.5528 | 12.5528
Effluent Discharge variation (cfs) | FR LOW WWTP Q: Effluent Discharge variation (cfs) | 5.317 | 5.317 | 5.317 | 5.317 | 5.317 | 5.317 | 5.317 | 5.317 | 5.317 | 5.317 | 5.317 | 5.317
FR HIGH WWTP Q
FR HIGH WWTP Q: Elevation (ft) | 5279.3333
Month |  | 1 | 2 | 3 | 4 | 5 | 6 | 7 | 8 | 9 | 10 | 11 | 12
Stream Discharge mean (cfs) | FR HIGH WWTP Q: Stream Discharge mean (cfs) | 24.1059 | 22.2571 | 23.7909 | 48.8534 | 137.2478 | 244.5635 | 164.8253 | 91.552 | 47.8245 | 31.8665 | 26.6108 | 24.5603
Stream Discharge variation (cfs) | FR HIGH WWTP Q: Stream Discharge variation (cfs) | 17.9508 | 17.287 | 17.3297 | 76.0818 | 154.3568 | 252.5183 | 132.5001 | 56.0716 | 29.0759 | 27.8423 | 25.0263 | 18.5977
Effluent Discharge mean (cfs) | FR HIGH WWTP Q: Effluent Discharge mean (cfs) | 136.136 | 136.136 | 136.136 | 136.136 | 136.136 | 136.136 | 136.136 | 136.136 | 136.136 | 136.136 | 136.136 | 136.136
Effluent Discharge variation (cfs) | FR HIGH WWTP Q: Effluent Discharge variation (cfs) | 80.444 | 80.444 | 80.444 | 80.444 | 80.444 | 80.444 | 80.444 | 80.444 | 80.444 | 80.444 | 80.444 | 80.444
MTS
MTS: Elevation (ft) | 8771.25
Month |  | 1 | 2 | 3 | 4 | 5 | 6 | 7 | 8 | 9 | 10 | 11 | 12
Stream Discharge mean (cfs) | MTS: Stream Discharge mean (cfs) | 10.2631 | 10.2091 | 11.6579 | 27.2169 | 149.0144 | 398.7161 | 229.663 | 104.399 | 48.8561 | 28.9194 | 19.6876 | 12.8095
Stream Discharge variation (cfs) | MTS: Stream Discharge variation (cfs) | 1.7498 | 1.6846 | 2.7938 | 19.1534 | 104.731 | 168.424 | 120.5359 | 49.7475 | 19.1979 | 10.4361 | 6.1662 | 3.4865
Effluent Discharge mean (cfs) | MTS: Effluent Discharge mean (cfs) | 4.8576 | 4.8576 | 4.8576 | 4.8576 | 4.8576 | 4.8576 | 4.8576 | 4.8576 | 4.8576 | 4.8576 | 4.8576 | 4.8576
Effluent Discharge variation (cfs) | MTS: Effluent Discharge variation (cfs) | 1.2376 | 1.2376 | 1.2376 | 1.2376 | 1.2376 | 1.2376 | 1.2376 | 1.2376 | 1.2376 | 1.2376 | 1.2376 | 1.2376
|  | 12: Future scenarios (number of decades) | 5
|  | 12: Stream Temperatures Tier Chronic | CS-II Chronic | CS-II
|  | 12: Stream Temperatures Tier Acute | CS-II Acute
|  | 12: Scenarios | FR HIGH WWTP Q
|  | 12: FR HIGH WWTP Q: Elevation (ft) | 5279.3333

## senseInfo (hidden)
selectionIndex | checkSelected | bookName | sheetName | cellAddress | rangeAddress | analysisString | minPercent | maxPercent | minValue | maxValue | baseValue | numIntervals | varyWhenStepping | isInput | groupCount | groupIndex | formulaIndex | ioIndex | [5 empty] | intIndex | intervalMode | useCellBase | tableRange
|  |  |  | 15.7426 | [13 empty] | 6894
senseTotal: | 4 | .
selectionIndex | checkSelected | bookName | sheetName | cellAddress | rangeAddress | analysisString | minPercent | maxPercent | minValue | maxValue | baseValue | numIntervals | varyWhenStepping | isInput | groupCount | groupIndex | formulaIndex | ioIndex | [5 empty] | intIndex | intervalMode | useCellBase | tableRange
1 | TRUE | 0 | STM&ETM.output sensitivity | 5.4592 | H320 | Base + Percent: -30.00% to 30.00% | -30% | 30% |  |  | 5.45922576697126 | 7 | TRUE | FALSE | 1 | 0 | 1 | 0 | 319 / Predicted MEAN UPSTREAM Stream Temp (from model), C | =RiskOutput(,"Mean predicted UST",319)+-1.21362089722324 + 4.18829968031852 * TANH(0.5 * (10.4586563180663 + -0.90411415801889 * G320 + -0.000621362216473275 * C320 + -0.0309420371159994 *B320)) + 19.059719518228 * TANH(0.5 * (8.84551321002769 + 0.0336415605046427 * G320 + -0.00014759066119512 * C320 + -0.0292808883057715 * B320)) + 23.5313638662631 * TANH(0.5 * (-2.38858652465124 + -0.0202912606873714 *G320+ -0.0000677332395553597 * C320 + 0.0178500622005773 * B320)) |  | 0 | 0 | 0 | 1 | TRUE |  | -0.3 | -0.2 | -0.1 | 0 | 0.1 | 0.2 | 0.3 | 3.82145795822144 | 4.36738052368164 | 4.91330308914185 | 5.45922565460205 | 6.00514822006226 | 6.55107078552246 | 7.09699335098267 | Base -30.00% | Base -20.00% | Base -10.00% | Base +0.00% | Base +10.00% | Base +20.00% | Base +30.00%
2 | TRUE | 0 | STM&ETM.output sensitivity | 26.6108 | F320 | Base + Percent: -30.00% to 30.00% | -30% | 30% |  |  | 26.6107682613337 | 7 | TRUE | FALSE | 1 | 0 | 1 | 0 | 319 / Stream discharge, cfs, estimation (linear) | =RiskOutput(,F319,1)+IF('User interface'!$B$2="monthly",'monthly data'!F320,'Daily data'!D320) |  | 0 | 0 | 0 | 1 | TRUE |  | -0.3 | -0.2 | -0.1 | 0 | 0.1 | 0.2 | 0.3 | 18.6275371551514 | 21.2886138916016 | 23.9496906280518 | 26.610767364502 | 29.2718441009521 | 31.9329208374023 | 34.5939975738525 | Base -30.00% | Base -20.00% | Base -10.00% | Base +0.00% | Base +10.00% | Base +20.00% | Base +30.00%
3 | TRUE | 0 | STM&ETM.output sensitivity | 17.7527 | L320 | Base + Percent: -30.00% to 30.00% | -30% | 30% |  |  | 17.7527049384289 | 7 | TRUE | FALSE | 1 | 0 | 1 | 0 | 319 / Eflluent Temp, C | =6.35540544025421 + 13.0138577090431 * TANH(0.5 * (-5.29201289467795 + 0.000366965769467427 *C320 + 0.0196576948865699 * B320)) + 9.74480038421104 * TANH(0.5 * (4.22100541375608 + 0.000149597057315388 *C320 + -0.0181350732359523 * B320)) + 22.3508526580681 * TANH(0.5 * (3.20210049628993 + -0.00041778352043948 *C320+ -0.00218692076073642 * B320)) |  | 0 | 0 | 0 | 1 | TRUE |  | -0.3 | -0.2 | -0.1 | 0 | 0.1 | 0.2 | 0.3 | 12.4268932342529 | 14.2021636962891 | 15.9774341583252 | 17.7527046203613 | 19.5279750823975 | 21.3032455444336 | 23.0785160064697 | Base -30.00% | Base -20.00% | Base -10.00% | Base +0.00% | Base +10.00% | Base +20.00% | Base +30.00%
4 | TRUE | 0 | STM&ETM.output sensitivity | 136.136 | K320 | Base + Percent: -30.00% to 30.00% | -30% | 30% |  |  | 136.136 | 7 | TRUE | FALSE | 1 | 0 | 1 | 0 | 319 / Effluent Discharge, cfs | =K319+((J$320-J$289)/(B$320-B$289)) |  | 0 | 0 | 0 | 1 | TRUE |  | -0.3 | -0.2 | -0.1 | 0 | 0.1 | 0.2 | 0.3 | 95.2952011108399 | 108.908801269531 | 122.522401428223 | 136.136001586914 | 149.749601745605 | 163.363201904297 | 176.976802062988 | Base -30.00% | Base -20.00% | Base -10.00% | Base +0.00% | Base +10.00% | Base +20.00% | Base +30.00%
5 | TRUE | 0 | STM&ETM.output sensitivity | 24.3331 | F2 | Base + Percent: -30.00% to 30.00% | -30% | 30% |  |  | 24.3330940115 | 7 | TRUE | FALSE | 1 | 0 | 1 | 0 | 1 / Stream discharge, cfs, estimation (linear) | =E2 | 24.3331 | 0 | 0 | 0 | 1 | TRUE |  | -0.3 | -0.2 | -0.1 | 0 | 0.1 | 0.2 | 0.3 | 17.0331655502319 | 19.4664749145508 | 21.8997842788696 | 24.3330936431885 | 26.7664030075073 | 29.1997123718262 | 31.633021736145 | Base -30.00% | Base -20.00% | Base -10.00% | Base +0.00% | Base +10.00% | Base +20.00% | Base +30.00%
6 | TRUE | 0 | STM&ETM.output sensitivity | 274.429 | I2 | Base + Percent: -30.00% to 30.00% | -30% | 30% |  |  | 274.429001664718 | 7 | TRUE | FALSE | 1 | 0 | 1 | 0 | 1 | =H2+273.15 |  | 0 | 0 | 0 | 1 | TRUE |  | -0.3 | -0.2 | -0.1 | 0 | 0.1 | 0.2 | 0.3 | 192.100311279297 | 219.543212890625 | 246.986114501953 | 274.429016113281 | 301.871917724609 | 329.314819335938 | 356.757720947266 | Base -30.00% | Base -20.00% | Base -10.00% | Base +0.00% | Base +10.00% | Base +20.00% | Base +30.00%
7 | TRUE | 0 | STM&ETM.output sensitivity | 136.136 | K2 | Base + Percent: -30.00% to 30.00% | -30% | 30% |  |  | 12.5528 | 7 | TRUE | FALSE | 1 | 0 | 1 | 0 | 1 / Effluent Discharge, cfs | =J2 | 12.5528 | 0 | 0 | 0 | 1 | TRUE |  | -0.3 | -0.2 | -0.1 | 0 | 0.1 | 0.2 | 0.3 | 8.78696012496948 | 10.0422401428223 | 11.297520160675 | 12.5528001785278 | 13.8080801963806 | 15.0633602142334 | 16.3186402320862 | Base -30.00% | Base -20.00% | Base -10.00% | Base +0.00% | Base +10.00% | Base +20.00% | Base +30.00%
8 | TRUE | 0 | STM&ETM.output sensitivity | 287.2785 | M2 | Base + Percent: -30.00% to 30.00% | -30% | 30% |  |  | 287.27852757238 | 7 | TRUE | FALSE | 1 | 0 | 1 | 0 | 1 | =L2+273.15 |  | 0 | 0 | 0 | 1 | TRUE |  | -0.3 | -0.2 | -0.1 | 0 | 0.1 | 0.2 | 0.3 | 201.094973754883 | 229.822827148438 | 258.550680541992 | 287.278533935547 | 316.006387329102 | 344.734240722656 | 373.462094116211 | Base -30.00% | Base -20.00% | Base -10.00% | Base +0.00% | Base +10.00% | Base +20.00% | Base +30.00%

## STM&ETM.output
| Day of year | Elevation (ft) | Stream discharge, cfs, | Log10 stream discharge | Predicted MEAN UPSTREAM Stream Temp (from model), C | MEAN UST with climate change incorporated (ºC) | Stream discharge with climate change (cfs) | Effluent discharge, cfs, from user interface | Effluent Discharge, cfs | Eflluent Temp, C | MEAN DST, C | 7 day moving average MEAN DOWNSTREAM temperature, C | Climate: MEAN DST, C | Climate: 7 day moving average MEAN DST, C | Predicted 2 hour MAX average temp UPSTREAM C | MAX UST, C | Max UST with climate change incorporated © | 2 hour MAX average DST | Climate: MAX DST, C | Stream temperature conversion factor (per decade) | Stream discharge conversion factor (per decade) | Change in Mean stream temperature change in X years (ºC) | Change in stream discharge change in X years (%) | WS-1 Chronic | WS-I Acute | WS-II Chronic | WS-II Acute | WS-III Chronic | WS-III Acute | CS-I Chronic | CS-I Acute | CS-II Chronic | CS-II Acute | Test WS-1 Chronic | Test WS-I Acute | Test WS-II Chronic | Test WS-II Acute | Test WS-III Chronic | Test WS-III Acute | Test CS-I Chronic | Test CS-I Acute | Test CS-II Chronic | Test CS-II Acute | WS1 chronic likelihood of exceeding stream temp standards | WS-II chronic likelihood of exceeding stream temp standards | WS-III chronic likelihood of exceeding stream temp standards | CS-I chronic likelihood of exceeding stream temp standards | CS-II chronic likelihood of exceeding stream temp standards | WS1 acute likelihood of exceeding stream temp standards | WS-II acute likelihood of exceeding stream temp standards | WS-III acute likelihood of exceeding stream temp standards | CS-I acute likelihood of exceeding stream temp standards | CS-II acute likelihood of exceeding stream temp standards
2000-01-01 | 1 | 5279.3333 | 24.3331 | 1.3862 | 1.279 | 1.479 | 20.0748 | 136.136 | 136.136 | 14.1285 | 12.1801 | 12.5273 | 12.5029 | 12.8697 | 2.1121 | 2.1121 | 2.3121 | 12.3064 | 12.61 | 0.04 | -3.5% | 0.2 | -17.5% | 12.1 | 14.5 | 13.7 | 14.3 | 13.9 | 15.2 | 9 | 13 | 9 | 13 | 1 | [5 empty] | 1 |  | 1 |  | 1 | 0 | 0 | 1 | 1 | 0 | 0 | 0 | 0 | 0
2000-01-02 | 2 | 5279.3333 | 24.3169 | 1.3859 | 1.3255 | 1.5255 | 20.0614 | #N/A | 136.136 | 14.124 | 12.1844 | 12.5273 | 12.5059 | 12.8697 | 2.1738 | 2.1738 | 2.3738 | 12.3129 | 12.6148 | 0.04 | -3.5% | 0.2 | -17.5% | 12.1 | 14.5 | 13.7 | 14.3 | 13.9 | 15.2 | 9 | 13 | 9 | 13 | 1 | [5 empty] | 1 |  | 1 |  | 1 | 0 | 0 | 1 | 1 | 0 | 0 | 0 | 0 | 0
2000-01-03 | 3 | 5279.3333 | 24.3006 | 1.3856 | 1.3727 | 1.5727 | 20.048 | #N/A | 136.136 | 14.1197 | 12.189 | 12.4478 | 12.5092 | 12.7867 | 2.2364 | 2.2364 | 2.4364 | 12.3198 | 12.62 | 0.04 | -3.5% | 0.2 | -17.5% | 12.1 | 14.5 | 13.7 | 14.3 | 13.9 | 15.2 | 9 | 13 | 9 | 13 | 1 | [5 empty] | 1 |  | 1 |  | 1 | 0 | 0 | 1 | 1 | 0 | 0 | 0 | 0 | 0
2000-01-04 | 4 | 5279.3333 | 24.2844 | 1.3853 | 1.4207 | 1.6207 | 20.0346 | #N/A | 136.136 | 14.1157 | 12.1939 | 12.3779 | 12.5128 | 12.7132 | 2.3 | 2.3 | 2.5 | 12.3271 | 12.6256 | 0.04 | -3.5% | 0.2 | -17.5% | 12.1 | 14.5 | 13.7 | 14.3 | 13.9 | 15.2 | 9 | 13 | 9 | 13 | 1 | [5 empty] | 1 |  | 1 |  | 1 | 0 | 0 | 1 | 1 | 0 | 0 | 0 | 0 | 0
2000-01-05 | 5 | 5279.3333 | 24.2682 | 1.385 | 1.4694 | 1.6694 | 20.0213 | #N/A | 136.136 | 14.112 | 12.1992 | 12.3177 | 12.5167 | 12.6491 | 2.3646 | 2.3646 | 2.5646 | 12.3347 | 12.6315 | 0.04 | -3.5% | 0.2 | -17.5% | 12.1 | 14.5 | 13.7 | 14.3 | 13.9 | 15.2 | 9 | 13 | 9 | 13 | 1 | [5 empty] | 1 |  | 1 |  | 1 | 0 | 0 | 1 | 1 | 0 | 0 | 0 | 0 | 0
2000-01-06 | 6 | 5279.3333 | 24.252 | 1.3847 | 1.5188 | 1.7188 | 20.0079 | #N/A | 136.136 | 14.1085 | 12.2048 | 12.2671 | 12.5209 | 12.5945 | 2.4303 | 2.4303 | 2.6303 | 12.3427 | 12.6377 | 0.04 | -3.5% | 0.2 | -17.5% | 12.1 | 14.5 | 13.7 | 14.3 | 13.9 | 15.2 | 9 | 13 | 9 | 13 | 1 | [5 empty] | 1 |  | 1 |  | 1 | 0 | 0 | 1 | 1 | 0 | 0 | 0 | 0 | 0
2000-01-07 | 7 | 5279.3333 | 24.2357 | 1.3845 | 1.569 | 1.769 | 19.9945 | #N/A | 136.136 | 14.1053 | 12.2108 | 12.2261 | 12.5255 | 12.5493 | 2.4969 | 2.4969 | 2.6969 | 12.351 | 12.6443 | 0.04 | -3.5% | 0.2 | -17.5% | 12.1 | 14.5 | 13.7 | 14.3 | 13.9 | 15.2 | 9 | 13 | 9 | 13 | 1 | [5 empty] | 1 |  | 1 |  | 1 | 0 | 0 | 1 | 1 | 0 | 0 | 0 | 0 | 0
2000-01-08 | 8 | 5279.3333 | 24.2195 | 1.3842 | 1.6199 | 1.8199 | 19.9811 | #N/A | 136.136 | 14.1024 | 12.2171 | 12.1946 | 12.5304 | 12.5134 | 2.5646 | 2.5646 | 2.7646 | 12.3597 | 12.6513 | 0.04 | -3.5% | 0.2 | -17.5% | 12.1 | 14.5 | 13.7 | 14.3 | 13.9 | 15.2 | 9 | 13 | 9 | 13 | 1 | [5 empty] | 1 |  | 1 |  | 1 | 0 | 0 | 1 | 1 | 0 | 0 | 0 | 0 | 0
2000-01-09 | 9 | 5279.3333 | 24.2033 | 1.3839 | 1.6717 | 1.8717 | 19.9677 | #N/A | 136.136 | 14.0997 | 12.2237 | 12.1999 | 12.5356 | 12.5173 | 2.6333 | 2.6333 | 2.8333 | 12.3689 | 12.6586 | 0.04 | -3.5% | 0.2 | -17.5% | 12.1 | 14.5 | 13.7 | 14.3 | 13.9 | 15.2 | 9 | 13 | 9 | 13 | 1 | [5 empty] | 1 |  | 1 |  | 1 | 0 | 0 | 1 | 1 | 0 | 0 | 0 | 0 | 0
2000-01-10 | 10 | 5279.3333 | 24.187 | 1.3836 | 1.7242 | 1.9242 | 19.9543 | #N/A | 136.136 | 14.0974 | 12.2307 | 12.2055 | 12.5412 | 12.5216 | 2.703 | 2.703 | 2.903 | 12.3784 | 12.6663 | 0.04 | -3.5% | 0.2 | -17.5% | 12.1 | 14.5 | 13.7 | 14.3 | 13.9 | 15.2 | 9 | 13 | 9 | 13 | 1 | [5 empty] | 1 |  | 1 |  | 1 | 0 | 0 | 1 | 1 | 0 | 0 | 0 | 0 | 0
2000-01-11 | 11 | 5279.3333 | 24.1708 | 1.3833 | 1.7775 | 1.9775 | 19.9409 | #N/A | 136.136 | 14.0953 | 12.238 | 12.2115 | 12.5471 | 12.5261 | 2.7739 | 2.7739 | 2.9739 | 12.3883 | 12.6744 | 0.04 | -3.5% | 0.2 | -17.5% | 12.1 | 14.5 | 13.7 | 14.3 | 13.9 | 15.2 | 9 | 13 | 9 | 13 | 1 | [5 empty] | 1 |  | 1 |  | 1 | 0 | 0 | 1 | 1 | 0 | 0 | 0 | 0 | 0
2000-01-12 | 12 | 5279.3333 | 24.1546 | 1.383 | 1.8316 | 2.0316 | 19.9275 | #N/A | 136.136 | 14.0935 | 12.2457 | 12.2178 | 12.5533 | 12.531 | 2.8458 | 2.8458 | 3.0458 | 12.3986 | 12.6828 | 0.04 | -3.5% | 0.2 | -17.5% | 12.1 | 14.5 | 13.7 | 14.3 | 13.9 | 15.2 | 9 | 13 | 9 | 13 | 1 | [5 empty] | 1 |  | 1 |  | 1 | 0 | 0 | 1 | 1 | 0 | 0 | 0 | 0 | 0
2000-01-13 | 13 | 5279.3333 | 24.1384 | 1.3827 | 1.8865 | 2.0865 | 19.9142 | #N/A | 136.136 | 14.0921 | 12.2538 | 12.2244 | 12.56 | 12.5363 | 2.9187 | 2.9187 | 3.1187 | 12.4093 | 12.6917 | 0.04 | -3.5% | 0.2 | -17.5% | 12.1 | 14.5 | 13.7 | 14.3 | 13.9 | 15.2 | 9 | 13 | 9 | 13 | 1 | [5 empty] | 1 |  | 1 |  | 1 | 0 | 0 | 1 | 1 | 0 | 0 | 0 | 0 | 0
2000-01-14 | 14 | 5279.3333 | 24.1221 | 1.3824 | 1.9422 | 2.1422 | 19.9008 | #N/A | 136.136 | 14.0909 | 12.2623 | 12.2314 | 12.567 | 12.5419 | 2.9928 | 2.9928 | 3.1928 | 12.4204 | 12.701 | 0.04 | -3.5% | 0.2 | -17.5% | 12.1 | 14.5 | 13.7 | 14.3 | 13.9 | 15.2 | 9 | 13 | 9 | 13 | 1 | [5 empty] | 1 |  | 1 |  | 1 | 0 | 0 | 1 | 1 | 0 | 0 | 0 | 0 | 0
2000-01-15 | 15 | 5279.3333 | 24.1059 | 1.3821 | 1.9988 | 2.1988 | 19.8874 | 136.136 | 136.136 | 14.0901 | 12.2711 | 12.2388 | 12.5743 | 12.5478 | 3.068 | 3.068 | 3.268 | 12.432 | 12.7106 | 0.04 | -3.5% | 0.2 | -17.5% | 12.1 | 14.5 | 13.7 | 14.3 | 13.9 | 15.2 | 9 | 13 | 9 | 13 | 1 | [5 empty] | 1 |  | 1 |  | 1 | 0 | 0 | 1 | 1 | 0 | 0 | 0 | 0 | 0
2000-01-16 | 16 | 5279.3333 | 24.0463 | 1.381 | 2.0563 | 2.2563 | 19.8382 | #N/A | 136.136 | 14.0895 | 12.2831 | 12.2465 | 12.5845 | 12.5541 | 3.1444 | 3.1444 | 3.3444 | 12.4465 | 12.7229 | 0.04 | -3.5% | 0.2 | -17.5% | 12.1 | 14.5 | 13.7 | 14.3 | 13.9 | 15.2 | 9 | 13 | 9 | 13 | 1 | [5 empty] | 1 |  | 1 |  | 1 | 0 | 0 | 1 | 1 | 0 | 0 | 0 | 0 | 0
2000-01-17 | 17 | 5279.3333 | 23.9866 | 1.38 | 2.1147 | 2.3147 | 19.789 | #N/A | 136.136 | 14.0893 | 12.2955 | 12.255 | 12.595 | 12.5611 | 3.2218 | 3.2218 | 3.4218 | 12.4614 | 12.7355 | 0.04 | -3.5% | 0.2 | -17.5% | 12.1 | 14.5 | 13.7 | 14.3 | 13.9 | 15.2 | 9 | 13 | 9 | 13 | 1 | [5 empty] | 1 |  | 1 |  | 1 | 0 | 0 | 1 | 1 | 0 | 0 | 0 | 0 | 0
2000-01-18 | 18 | 5279.3333 | 23.927 | 1.3789 | 2.1739 | 2.3739 | 19.7398 | #N/A | 136.136 | 14.0894 | 12.3082 | 12.2642 | 12.6058 | 12.5687 | 3.3005 | 3.3005 | 3.5005 | 12.4767 | 12.7485 | 0.04 | -3.5% | 0.2 | -17.5% | 12.1 | 14.5 | 13.7 | 14.3 | 13.9 | 15.2 | 9 | 13 | 9 | 13 | 1 | [5 empty] | 1 |  | 1 |  | 1 | 0 | 0 | 1 | 1 | 0 | 0 | 0 | 0 | 0
2000-01-19 | 19 | 5279.3333 | 23.8674 | 1.3778 | 2.2339 | 2.4339 | 19.6906 | #N/A | 136.136 | 14.0899 | 12.3214 | 12.2743 | 12.617 | 12.5771 | 3.3803 | 3.3803 | 3.5803 | 12.4924 | 12.7619 | 0.04 | -3.5% | 0.2 | -17.5% | 12.1 | 14.5 | 13.7 | 14.3 | 13.9 | 15.2 | 9 | 13 | 9 | 13 | 1 | [5 empty] | 1 |  | 1 |  | 1 | 0 | 0 | 1 | 1 | 0 | 0 | 0 | 0 | 0
2000-01-20 | 20 | 5279.3333 | 23.8077 | 1.3767 | 2.2949 | 2.4949 | 19.6414 | #N/A | 136.136 | 14.0907 | 12.3349 | 12.2851 | 12.6286 | 12.5862 | 3.4612 | 3.4612 | 3.6612 | 12.5085 | 12.7757 | 0.04 | -3.5% | 0.2 | -17.5% | 12.1 | 14.5 | 13.7 | 14.3 | 13.9 | 15.2 | 9 | 13 | 9 | 13 | 1 | [5 empty] | 1 |  | 1 |  | 1 | 0 | 0 | 1 | 1 | 0 | 0 | 0 | 0 | 0
2000-01-21 | 21 | 5279.3333 | 23.7481 | 1.3756 | 2.3568 | 2.5568 | 19.5922 | #N/A | 136.136 | 14.0919 | 12.3488 | 12.2966 | 12.6406 | 12.596 | 3.5434 | 3.5434 | 3.7434 | 12.5251 | 12.7899 | 0.04 | -3.5% | 0.2 | -17.5% | 12.1 | 14.5 | 13.7 | 14.3 | 13.9 | 15.2 | 9 | 13 | 9 | 13 | 1 | [5 empty] | 1 |  | 1 |  | 1 | 0 | 0 | 1 | 1 | 0 | 0 | 0 | 0 | 0
2000-01-22 | 22 | 5279.3333 | 23.6884 | 1.3745 | 2.4195 | 2.6195 | 19.543 | #N/A | 136.136 | 14.0934 | 12.3631 | 12.309 | 12.653 | 12.6066 | 3.6267 | 3.6267 | 3.8267 | 12.542 | 12.8046 | 0.04 | -3.5% | 0.2 | -17.5% | 12.1 | 14.5 | 13.7 | 14.3 | 13.9 | 15.2 | 9 | 13 | 9 | 13 | 1 | [5 empty] | 1 |  | 1 |  | 1 | 0 | 0 | 1 | 1 | 0 | 0 | 0 | 0 | 0
2000-01-23 | 23 | 5279.3333 | 23.6288 | 1.3734 | 2.4832 | 2.6832 | 19.4938 | #N/A | 136.136 | 14.0952 | 12.3778 | 12.3222 | 12.6658 | 12.6178 | 3.7113 | 3.7113 | 3.9113 | 12.5595 | 12.8196 | 0.04 | -3.5% | 0.2 | -17.5% | 12.1 | 14.5 | 13.7 | 14.3 | 13.9 | 15.2 | 9 | 13 | 9 | 13 | 1 | [5 empty] | 1 |  | 1 |  | 1 | 0 | 0 | 1 | 1 | 0 | 0 | 0 | 0 | 0
2000-01-24 | 24 | 5279.3333 | 23.5692 | 1.3723 | 2.5478 | 2.7478 | 19.4446 | #N/A | 136.136 | 14.0974 | 12.3929 | 12.3357 | 12.6789 | 12.6294 | 3.7971 | 3.7971 | 3.9971 | 12.5773 | 12.8351 | 0.04 | -3.5% | 0.2 | -17.5% | 12.1 | 14.5 | 13.7 | 14.3 | 13.9 | 15.2 | 9 | 13 | 9 | 13 | 1 | [5 empty] | 1 |  | 1 |  | 1 | 0 | 0 | 1 | 1 | 0 | 0 | 0 | 0 | 0
2000-01-25 | 25 | 5279.3333 | 23.5095 | 1.3712 | 2.6133 | 2.8133 | 19.3954 | #N/A | 136.136 | 14.1 | 12.4085 | 12.3496 | 12.6925 | 12.6414 | 3.8841 | 3.8841 | 4.0841 | 12.5956 | 12.851 | 0.04 | -3.5% | 0.2 | -17.5% | 12.1 | 14.5 | 13.7 | 14.3 | 13.9 | 15.2 | 9 | 13 | 9 | 13 | 1 | [5 empty] | 1 |  | 1 |  | 1 | 0 | 0 | 1 | 1 | 0 | 0 | 0 | 0 | 0
2000-01-26 | 26 | 5279.3333 | 23.4499 | 1.3701 | 2.6797 | 2.8797 | 19.3461 | #N/A | 136.136 | 14.103 | 12.4244 | 12.3639 | 12.7065 | 12.6538 | 3.9724 | 3.9724 | 4.1724 | 12.6144 | 12.8674 | 0.04 | -3.5% | 0.2 | -17.5% | 12.1 | 14.5 | 13.7 | 14.3 | 13.9 | 15.2 | 9 | 13 | 9 | 13 | 1 | [5 empty] | 1 |  | 1 |  | 1 | 0 | 0 | 1 | 1 | 0 | 0 | 0 | 0 | 0
2000-01-27 | 27 | 5279.3333 | 23.3902 | 1.369 | 2.7471 | 2.9471 | 19.2969 | #N/A | 136.136 | 14.1063 | 12.4408 | 12.3786 | 12.7209 | 12.6666 | 4.0619 | 4.0619 | 4.2619 | 12.6336 | 12.8841 | 0.04 | -3.5% | 0.2 | -17.5% | 12.1 | 14.5 | 13.7 | 14.3 | 13.9 | 15.2 | 9 | 13 | 9 | 13 | 1 | [5 empty] | 1 |  | 1 |  | 1 | 0 | 0 | 1 | 1 | 0 | 0 | 0 | 0 | 0
2000-01-28 | 28 | 5279.3333 | 23.3306 | 1.3679 | 2.8155 | 3.0155 | 19.2477 | #N/A | 136.136 | 14.1101 | 12.4576 | 12.3938 | 12.7358 | 12.6798 | 4.1527 | 4.1527 | 4.3527 | 12.6533 | 12.9014 | 0.04 | -3.5% | 0.2 | -17.5% | 12.1 | 14.5 | 13.7 | 14.3 | 13.9 | 15.2 | 9 | 13 | 9 | 13 | 1 | [5 empty] | 1 |  | 1 |  | 1 | 0 | 0 | 1 | 1 | 0 | 0 | 0 | 0 | 0
2000-01-29 | 29 | 5279.3333 | 23.271 | 1.3668 | 2.8848 | 3.0848 | 19.1985 | #N/A | 136.136 | 14.1142 | 12.4749 | 12.4093 | 12.751 | 12.6933 | 4.2447 | 4.2447 | 4.4447 | 12.6734 | 12.9191 | 0.04 | -3.5% | 0.2 | -17.5% | 12.1 | 14.5 | 13.7 | 14.3 | 13.9 | 15.2 | 9 | 13 | 9 | 13 | 1 | [5 empty] | 1 |  | 1 |  | 1 | 0 | 0 | 1 | 1 | 0 | 0 | 0 | 0 | 0
2000-01-30 | 30 | 5279.3333 | 23.2113 | 1.3657 | 2.9551 | 3.1551 | 19.1493 | #N/A | 136.136 | 14.1187 | 12.4926 | 12.4253 | 12.7667 | 12.7073 | 4.3381 | 4.3381 | 4.5381 | 12.694 | 12.9373 | 0.04 | -3.5% | 0.2 | -17.5% | 12.1 | 14.5 | 13.7 | 14.3 | 13.9 | 15.2 | 9 | 13 | 9 | 13 | 1 | [5 empty] | 1 |  | 1 |  | 1 | 0 | 0 | 1 | 1 | 0 | 0 | 0 | 0 | 0
2000-01-31 | 31 | 5279.3333 | 23.1517 | 1.3646 | 3.0264 | 3.2264 | 19.1001 | #N/A | 136.136 | 14.1236 | 12.5107 | 12.4417 | 12.7828 | 12.7218 | 4.4327 | 4.4327 | 4.6327 | 12.7151 | 12.9559 | 0.04 | -3.5% | 0.2 | -17.5% | 12.1 | 14.5 | 13.7 | 14.3 | 13.9 | 15.2 | 9 | 13 | 9 | 13 | 1 | [5 empty] | 1 |  | 1 |  | 1 | 0 | 0 | 1 | 1 | 0 | 0 | 0 | 0 | 0
2000-02-01 | 32 | 5279.3333 | 23.092 | 1.3635 | 3.0987 | 3.2987 | 19.0509 | #N/A | 136.136 | 14.129 | 12.5293 | 12.4585 | 12.7994 | 12.7366 | 4.5286 | 4.5286 | 4.7286 | 12.7367 | 12.975 | 0.04 | -3.5% | 0.2 | -17.5% | 12.1 | 14.5 | 13.7 | 14.3 | 13.9 | 15.2 | 9 | 13 | 9 | 13 | 1 | [5 empty] | 1 |  | 1 |  | 1 | 0 | 0 | 1 | 1 | 0 | 0 | 0 | 0 | 0
2000-02-02 | 33 | 5279.3333 | 23.0324 | 1.3623 | 3.172 | 3.372 | 19.0017 | #N/A | 136.136 | 14.1347 | 12.5484 | 12.4758 | 12.8165 | 12.7519 | 4.6259 | 4.6259 | 4.8259 | 12.7588 | 12.9946 | 0.04 | -3.5% | 0.2 | -17.5% | 12.1 | 14.5 | 13.7 | 14.3 | 13.9 | 15.2 | 9 | 13 | 9 | 13 | 1 | [5 empty] | 1 |  | 1 |  | 1 | 0 | 0 | 1 | 1 | 0 | 0 | 0 | 0 | 0
2000-02-03 | 34 | 5279.3333 | 22.9728 | 1.3612 | 3.2463 | 3.4463 | 18.9525 | #N/A | 136.136 | 14.1409 | 12.5679 | 12.4935 | 12.834 | 12.7676 | 4.7245 | 4.7245 | 4.9245 | 12.7813 | 13.0146 | 0.04 | -3.5% | 0.2 | -17.5% | 12.1 | 14.5 | 13.7 | 14.3 | 13.9 | 15.2 | 9 | 13 | 9 | 13 | 1 | [5 empty] | 1 |  | 1 |  | 1 | 0 | 0 | 1 | 1 | 0 | 0 | 0 | 0 | 0
2000-02-04 | 35 | 5279.3333 | 22.9131 | 1.3601 | 3.3216 | 3.5216 | 18.9033 | #N/A | 136.136 | 14.1475 | 12.5879 | 12.5116 | 12.8519 | 12.7837 | 4.8244 | 4.8244 | 5.0244 | 12.8044 | 13.0352 | 0.04 | -3.5% | 0.2 | -17.5% | 12.1 | 14.5 | 13.7 | 14.3 | 13.9 | 15.2 | 9 | 13 | 9 | 13 | 1 | [5 empty] | 1 |  | 1 |  | 1 | 0 | 0 | 1 | 1 | 0 | 0 | 0 | 0 | 0
2000-02-05 | 36 | 5279.3333 | 22.8535 | 1.359 | 3.3979 | 3.5979 | 18.8541 | #N/A | 136.136 | 14.1546 | 12.6084 | 12.5302 | 12.8704 | 12.8003 | 4.9256 | 4.9256 | 5.1256 | 12.828 | 13.0562 | 0.04 | -3.5% | 0.2 | -17.5% | 12.1 | 14.5 | 13.7 | 14.3 | 13.9 | 15.2 | 9 | 13 | 9 | 13 | 1 | [5 empty] | 1 |  | 1 |  | 1 | 0 | 0 | 1 | 1 | 0 | 0 | 0 | 0 | 0
2000-02-06 | 37 | 5279.3333 | 22.7938 | 1.3578 | 3.4753 | 3.6753 | 18.8049 | #N/A | 136.136 | 14.1621 | 12.6294 | 12.5493 | 12.8893 | 12.8174 | 5.0283 | 5.0283 | 5.2283 | 12.8521 | 13.0778 | 0.04 | -3.5% | 0.2 | -17.5% | 12.1 | 14.5 | 13.7 | 14.3 | 13.9 | 15.2 | 9 | 13 | 9 | 13 | 1 | [5 empty] | 1 |  | 1 |  | 1 | 0 | 0 | 1 | 1 | 0 | 0 | 0 | 0 | 0
2000-02-07 | 38 | 5279.3333 | 22.7342 | 1.3567 | 3.5537 | 3.7537 | 18.7557 | #N/A | 136.136 | 14.17 | 12.6508 | 12.5688 | 12.9087 | 12.8349 | 5.1322 | 5.1322 | 5.3322 | 12.8767 | 13.0998 | 0.04 | -3.5% | 0.2 | -17.5% | 12.1 | 14.5 | 13.7 | 14.3 | 13.9 | 15.2 | 9 | 13 | 9 | 13 | 1 | [5 empty] | 1 |  | 1 |  | 1 | 0 | 0 | 1 | 1 | 0 | 0 | 0 | 0 | 0
2000-02-08 | 39 | 5279.3333 | 22.6746 | 1.3555 | 3.6332 | 3.8332 | 18.7065 | #N/A | 136.136 | 14.1784 | 12.6728 | 12.5889 | 12.9286 | 12.8529 | 5.2376 | 5.2376 | 5.4376 | 12.9018 | 13.1224 | 0.04 | -3.5% | 0.2 | -17.5% | 12.1 | 14.5 | 13.7 | 14.3 | 13.9 | 15.2 | 9 | 13 | 9 | 13 | 1 | [5 empty] | 1 |  | 1 |  | 1 | 0 | 0 | 1 | 1 | 0 | 0 | 0 | 0 | 0
2000-02-09 | 40 | 5279.3333 | 22.6149 | 1.3544 | 3.7138 | 3.9138 | 18.6573 | #N/A | 136.136 | 14.1872 | 12.6952 | 12.6094 | 12.949 | 12.8713 | 5.3443 | 5.3443 | 5.5443 | 12.9275 | 13.1455 | 0.04 | -3.5% | 0.2 | -17.5% | 12.1 | 14.5 | 13.7 | 14.3 | 13.9 | 15.2 | 9 | 13 | 9 | 13 | 1 | [5 empty] | 1 |  | 1 |  | 1 | 0 | 0 | 1 | 1 | 0 | 0 | 0 | 0 | 0
2000-02-10 | 41 | 5279.3333 | 22.5553 | 1.3532 | 3.7954 | 3.9954 | 18.6081 | #N/A | 136.136 | 14.1966 | 12.7182 | 12.6303 | 12.9699 | 12.8903 | 5.4524 | 5.4524 | 5.6524 | 12.9537 | 13.1691 | 0.04 | -3.5% | 0.2 | -17.5% | 12.1 | 14.5 | 13.7 | 14.3 | 13.9 | 15.2 | 9 | 13 | 9 | 13 | 1 | [5 empty] | 1 |  | 1 |  | 1 | 0 | 0 | 1 | 1 | 0 | 0 | 0 | 0 | 0
2000-02-11 | 42 | 5279.3333 | 22.4956 | 1.3521 | 3.8781 | 4.0781 | 18.5589 | #N/A | 136.136 | 14.2064 | 12.7417 | 12.6518 | 12.9913 | 12.9097 | 5.5619 | 5.5619 | 5.7619 | 12.9805 | 13.1933 | 0.04 | -3.5% | 0.2 | -17.5% | 12.1 | 14.5 | 13.7 | 14.3 | 13.9 | 15.2 | 9 | 13 | 9 | 13 | 1 | [5 empty] | 1 |  | 1 |  | 1 | 0 | 0 | 1 | 1 | 0 | 0 | 0 | 0 | 0
2000-02-12 | 43 | 5279.3333 | 22.436 | 1.3509 | 3.9619 | 4.1619 | 18.5097 | #N/A | 136.136 | 14.2166 | 12.7657 | 12.6738 | 13.0132 | 12.9296 | 5.6728 | 5.6728 | 5.8728 | 13.0078 | 13.218 | 0.04 | -3.5% | 0.2 | -17.5% | 12.1 | 14.5 | 13.7 | 14.3 | 13.9 | 15.2 | 9 | 13 | 9 | 13 | 1 | [5 empty] | 1 | 1 | 1 | 1 | 1 | 0 | 0 | 1 | 1 | 0 | 0 | 0 | 1 | 1
2000-02-13 | 44 | 5279.3333 | 22.3764 | 1.3498 | 4.0467 | 4.2467 | 18.4605 | #N/A | 136.136 | 14.2274 | 12.7903 | 12.6963 | 13.0356 | 12.95 | 5.785 | 5.785 | 5.985 | 13.0356 | 13.2432 | 0.04 | -3.5% | 0.2 | -17.5% | 12.1 | 14.5 | 13.7 | 14.3 | 13.9 | 15.2 | 9 | 13 | 9 | 13 | 1 | [5 empty] | 1 | 1 | 1 | 1 | 1 | 0 | 0 | 1 | 1 | 0 | 0 | 0 | 1 | 1
2000-02-14 | 45 | 5279.3333 | 22.3167 | 1.3486 | 4.1327 | 4.3327 | 18.4113 | #N/A | 136.136 | 14.2387 | 12.8153 | 12.7192 | 13.0586 | 12.9709 | 5.8987 | 5.8987 | 6.0987 | 13.0641 | 13.269 | 0.04 | -3.5% | 0.2 | -17.5% | 12.1 | 14.5 | 13.7 | 14.3 | 13.9 | 15.2 | 9 | 13 | 9 | 13 | 1 | [5 empty] | 1 | 1 | 1 | 1 | 1 | 0 | 0 | 1 | 1 | 0 | 0 | 0 | 1 | 1
2000-02-15 | 46 | 5279.3333 | 22.2571 | 1.3475 | 4.2198 | 4.4198 | 18.3621 | 136.136 | 136.136 | 14.2504 | 12.841 | 12.7428 | 13.0821 | 12.9923 | 6.0139 | 6.0139 | 6.2139 | 13.093 | 13.2953 | 0.04 | -3.5% | 0.2 | -17.5% | 12.1 | 14.5 | 13.7 | 14.3 | 13.9 | 15.2 | 9 | 13 | 9 | 13 | 1 | [5 empty] | 1 | 1 | 1 | 1 | 1 | 0 | 0 | 1 | 1 | 0 | 0 | 0 | 1 | 1
2000-02-16 | 47 | 5279.3333 | 22.31 | 1.3485 | 4.3076 | 4.5076 | 18.4057 | #N/A | 136.136 | 14.2627 | 12.861 | 12.7668 | 13.1009 | 13.0142 | 6.1299 | 6.1299 | 6.3299 | 13.1176 | 13.3179 | 0.04 | -3.5% | 0.2 | -17.5% | 12.1 | 14.5 | 13.7 | 14.3 | 13.9 | 15.2 | 9 | 13 | 9 | 13 | 1 | [5 empty] | 1 | 1 | 1 | 1 | 1 | 0 | 0 | 1 | 1 | 0 | 0 | 0 | 1 | 1
2000-02-17 | 48 | 5279.3333 | 22.3629 | 1.3495 | 4.3965 | 4.5965 | 18.4494 | #N/A | 136.136 | 14.2755 | 12.8816 | 12.7905 | 13.1203 | 13.0359 | 6.2474 | 6.2474 | 6.4474 | 13.1428 | 13.3412 | 0.04 | -3.5% | 0.2 | -17.5% | 12.1 | 14.5 | 13.7 | 14.3 | 13.9 | 15.2 | 9 | 13 | 9 | 13 | 1 | [5 empty] | 1 | 1 | 1 | 1 | 1 | 0 | 0 | 1 | 1 | 0 | 0 | 0 | 1 | 1
2000-02-18 | 49 | 5279.3333 | 22.4158 | 1.3506 | 4.4865 | 4.6865 | 18.493 | #N/A | 136.136 | 14.2888 | 12.903 | 12.8138 | 13.1404 | 13.0574 | 6.3662 | 6.3662 | 6.5662 | 13.1687 | 13.3652 | 0.04 | -3.5% | 0.2 | -17.5% | 12.1 | 14.5 | 13.7 | 14.3 | 13.9 | 15.2 | 9 | 13 | 9 | 13 | 1 | [5 empty] | 1 | 1 | 1 | 1 | 1 | 0 | 0 | 1 | 1 | 0 | 0 | 0 | 1 | 1
2000-02-19 | 50 | 5279.3333 | 22.4686 | 1.3516 | 4.5776 | 4.7776 | 18.5366 | #N/A | 136.136 | 14.3026 | 12.9249 | 12.8368 | 13.1611 | 13.0787 | 6.4864 | 6.4864 | 6.6864 | 13.1953 | 13.3899 | 0.04 | -3.5% | 0.2 | -17.5% | 12.1 | 14.5 | 13.7 | 14.3 | 13.9 | 15.2 | 9 | 13 | 9 | 13 | 1 | [5 empty] | 1 | 1 | 1 | 1 | 1 | 0 | 0 | 1 | 1 | 0 | 0 | 0 | 1 | 1
2000-02-20 | 51 | 5279.3333 | 22.5215 | 1.3526 | 4.6699 | 4.8699 | 18.5803 | #N/A | 136.136 | 14.317 | 12.9476 | 12.8596 | 13.1825 | 13.0999 | 6.608 | 6.608 | 6.808 | 13.2227 | 13.4152 | 0.04 | -3.5% | 0.2 | -17.5% | 12.1 | 14.5 | 13.7 | 14.3 | 13.9 | 15.2 | 9 | 13 | 9 | 13 | 1 | [5 empty] | 1 | 1 | 1 | 1 | 1 | 0 | 0 | 1 | 1 | 0 | 0 | 0 | 1 | 1
2000-02-21 | 52 | 5279.3333 | 22.5744 | 1.3536 | 4.7633 | 4.9633 | 18.6239 | #N/A | 136.136 | 14.3319 | 12.9709 | 12.8821 | 13.2045 | 13.1208 | 6.731 | 6.731 | 6.931 | 13.2508 | 13.4413 | 0.04 | -3.5% | 0.2 | -17.5% | 12.1 | 14.5 | 13.7 | 14.3 | 13.9 | 15.2 | 9 | 13 | 9 | 13 | 1 | [5 empty] | 1 | 1 | 1 | 1 | 1 | 0 | 0 | 1 | 1 | 0 | 0 | 0 | 1 | 1
2000-02-22 | 53 | 5279.3333 | 22.6273 | 1.3546 | 4.8578 | 5.0578 | 18.6675 | #N/A | 136.136 | 14.3473 | 12.9949 | 12.9043 | 13.2271 | 13.1417 | 6.8554 | 6.8554 | 7.0554 | 13.2796 | 13.468 | 0.04 | -3.5% | 0.2 | -17.5% | 12.1 | 14.5 | 13.7 | 14.3 | 13.9 | 15.2 | 9 | 13 | 9 | 13 | 1 | [5 empty] | 1 | 1 | 1 | 1 | 1 | 0 | 0 | 1 | 1 | 0 | 0 | 0 | 1 | 1
2000-02-23 | 54 | 5279.3333 | 22.6802 | 1.3556 | 4.9534 | 5.1534 | 18.7112 | #N/A | 136.136 | 14.3634 | 13.0195 | 12.9263 | 13.2505 | 13.1624 | 6.9811 | 6.9811 | 7.1811 | 13.3091 | 13.4955 | 0.04 | -3.5% | 0.2 | -17.5% | 12.1 | 14.5 | 13.7 | 14.3 | 13.9 | 15.2 | 9 | 13 | 9 | 13 | 1 | [5 empty] | 1 | 1 | 1 | 1 | 1 | 0 | 0 | 1 | 1 | 0 | 0 | 0 | 1 | 1
2000-02-24 | 55 | 5279.3333 | 22.7331 | 1.3567 | 5.0502 | 5.2502 | 18.7548 | #N/A | 136.136 | 14.3799 | 13.0449 | 12.9489 | 13.2745 | 13.1838 | 7.1083 | 7.1083 | 7.3083 | 13.3394 | 13.5237 | 0.04 | -3.5% | 0.2 | -17.5% | 12.1 | 14.5 | 13.7 | 14.3 | 13.9 | 15.2 | 9 | 13 | 9 | 13 | 1 | [5 empty] | 1 | 1 | 1 | 1 | 1 | 0 | 0 | 1 | 1 | 0 | 0 | 0 | 1 | 1
2000-02-25 | 56 | 5279.3333 | 22.786 | 1.3577 | 5.1482 | 5.3482 | 18.7984 | #N/A | 136.136 | 14.397 | 13.071 | 12.9722 | 13.2991 | 13.2058 | 7.2368 | 7.2368 | 7.4368 | 13.3704 | 13.5526 | 0.04 | -3.5% | 0.2 | -17.5% | 12.1 | 14.5 | 13.7 | 14.3 | 13.9 | 15.2 | 9 | 13 | 9 | 13 | 1 | [5 empty] | 1 | 1 | 1 | 1 | 1 | 0 | 0 | 1 | 1 | 0 | 0 | 0 | 1 | 1
2000-02-26 | 57 | 5279.3333 | 22.8389 | 1.3587 | 5.2473 | 5.4473 | 18.8421 | #N/A | 136.136 | 14.4148 | 13.0977 | 12.9962 | 13.3245 | 13.2285 | 7.3667 | 7.3667 | 7.5667 | 13.4022 | 13.5822 | 0.04 | -3.5% | 0.2 | -17.5% | 12.1 | 14.5 | 13.7 | 14.3 | 13.9 | 15.2 | 9 | 13 | 9 | 13 | 1 | [5 empty] | 1 | 1 | 1 | 1 | 1 | 0 | 0 | 1 | 1 | 0 | 0 | 0 | 1 | 1
2000-02-27 | 58 | 5279.3333 | 22.8917 | 1.3597 | 5.3475 | 5.5475 | 18.8857 | #N/A | 136.136 | 14.433 | 13.1252 | 13.0209 | 13.3505 | 13.2518 | 7.498 | 7.498 | 7.698 | 13.4348 | 13.6125 | 0.04 | -3.5% | 0.2 | -17.5% | 12.1 | 14.5 | 13.7 | 14.3 | 13.9 | 15.2 | 9 | 13 | 9 | 13 | 1 | [5 empty] | 1 | 1 | 1 | 1 | 1 | 0 | 0 | 1 | 1 | 0 | 0 | 0 | 1 | 1
2000-02-28 | 59 | 5279.3333 | 22.9446 | 1.3607 | 5.4489 | 5.6489 | 18.9293 | #N/A | 136.136 | 14.4519 | 13.1534 | 13.0463 | 13.3773 | 13.2758 | 7.6307 | 7.6307 | 7.8307 | 13.4681 | 13.6436 | 0.04 | -3.5% | 0.2 | -17.5% | 12.1 | 14.5 | 13.7 | 14.3 | 13.9 | 15.2 | 9 | 13 | 9 | 13 | 1 | [5 empty] | 1 | 1 | 1 | 1 | 1 | 0 | 0 | 1 | 1 | 0 | 0 | 0 | 1 | 1
2000-02-29 | 60 | 5279.3333 | 22.9975 | 1.3617 | 5.5515 | 5.7515 | 18.973 | #N/A | 136.136 | 14.4714 | 13.1823 | 13.0724 | 13.4047 | 13.3005 | 7.7647 | 7.7647 | 7.9647 | 13.5021 | 13.6755 | 0.04 | -3.5% | 0.2 | -17.5% | 12.1 | 14.5 | 13.7 | 14.3 | 13.9 | 15.2 | 9 | 13 | 9 | 13 | 1 | [5 empty] | 1 | 1 | 1 | 1 | 1 | 0 | 0 | 1 | 1 | 0 | 0 | 0 | 1 | 1
2000-03-01 | 61 | 5279.3333 | 23.0504 | 1.3627 | 5.6552 | 5.3052 | 21.7826 | #N/A | 136.136 | 14.4914 | 13.2119 | 13.0991 | 13.2243 | 13.3259 | 7.9001 | 7.9001 | 7.5501 | 13.537 | 13.534 | -0.07 | -1.1% | -0.35 | -5.5% | 24.2 | 29 | 27.5 | 28.6 | 27.7 | 31.3 | 9 | 13 | 9 | 13 | [6 empty] | 1 | 1 | 1 | 1 | 0 | 0 | 0 | 1 | 1 | 0 | 0 | 0 | 1 | 1
2000-03-02 | 62 | 5279.3333 | 23.1033 | 1.3637 | 5.7601 | 5.4101 | 21.8326 | #N/A | 136.136 | 14.5121 | 13.2423 | 13.1266 | 13.2541 | 13.3221 | 8.0368 | 8.0368 | 7.6868 | 13.5726 | 13.5688 | -0.07 | -1.1% | -0.35 | -5.5% | 24.2 | 29 | 27.5 | 28.6 | 27.7 | 31.3 | 9 | 13 | 9 | 13 | [6 empty] | 1 | 1 | 1 | 1 | 0 | 0 | 0 | 1 | 1 | 0 | 0 | 0 | 1 | 1
2000-03-03 | 63 | 5279.3333 | 23.1562 | 1.3647 | 5.8661 | 5.5161 | 21.8826 | #N/A | 136.136 | 14.5334 | 13.2734 | 13.1548 | 13.2846 | 13.3192 | 8.1749 | 8.1749 | 7.8249 | 13.609 | 13.6044 | -0.07 | -1.1% | -0.35 | -5.5% | 24.2 | 29 | 27.5 | 28.6 | 27.7 | 31.3 | 9 | 13 | 9 | 13 | [6 empty] | 1 | 1 | 1 | 1 | 0 | 0 | 0 | 1 | 1 | 0 | 0 | 0 | 1 | 1
2000-03-04 | 64 | 5279.3333 | 23.2091 | 1.3657 | 5.9733 | 5.6233 | 21.9326 | #N/A | 136.136 | 14.5552 | 13.3053 | 13.1837 | 13.3159 | 13.3172 | 8.3143 | 8.3143 | 7.9643 | 13.6462 | 13.6407 | -0.07 | -1.1% | -0.35 | -5.5% | 24.2 | 29 | 27.5 | 28.6 | 27.7 | 31.3 | 9 | 13 | 9 | 13 | [6 empty] | 1 | 1 | 1 | 1 | 0 | 0 | 0 | 1 | 1 | 0 | 0 | 0 | 1 | 1
2000-03-05 | 65 | 5279.3333 | 23.262 | 1.3666 | 6.0817 | 5.7317 | 21.9826 | #N/A | 136.136 | 14.5778 | 13.3379 | 13.2134 | 13.3479 | 13.3159 | 8.4551 | 8.4551 | 8.1051 | 13.6842 | 13.6779 | -0.07 | -1.1% | -0.35 | -5.5% | 24.2 | 29 | 27.5 | 28.6 | 27.7 | 31.3 | 9 | 13 | 9 | 13 | [6 empty] | 1 | 1 | 1 | 1 | 0 | 0 | 0 | 1 | 1 | 0 | 0 | 0 | 1 | 1
2000-03-06 | 66 | 5279.3333 | 23.3149 | 1.3676 | 6.1912 | 5.8412 | 22.0325 | #N/A | 136.136 | 14.6009 | 13.3712 | 13.2438 | 13.3807 | 13.3156 | 8.5972 | 8.5972 | 8.2472 | 13.723 | 13.7158 | -0.07 | -1.1% | -0.35 | -5.5% | 24.2 | 29 | 27.5 | 28.6 | 27.7 | 31.3 | 9 | 13 | 9 | 13 | [6 empty] | 1 | 1 | 1 | 1 | 0 | 0 | 0 | 1 | 1 | 0 | 0 | 0 | 1 | 1
2000-03-07 | 67 | 5279.3333 | 23.3677 | 1.3686 | 6.3019 | 5.9519 | 22.0825 | #N/A | 136.136 | 14.6247 | 13.4054 | 13.2749 | 13.4142 | 13.316 | 8.7406 | 8.7406 | 8.3906 | 13.7626 | 13.7546 | -0.07 | -1.1% | -0.35 | -5.5% | 24.2 | 29 | 27.5 | 28.6 | 27.7 | 31.3 | 9 | 13 | 9 | 13 | [6 empty] | 1 | 1 | 1 | 1 | 0 | 0 | 0 | 1 | 1 | 0 | 0 | 0 | 1 | 1
2000-03-08 | 68 | 5279.3333 | 23.4206 | 1.3696 | 6.4138 | 6.0638 | 22.1325 | #N/A | 136.136 | 14.6491 | 13.4403 | 13.3068 | 13.4485 | 13.3174 | 8.8853 | 8.8853 | 8.5353 | 13.803 | 13.7941 | -0.07 | -1.1% | -0.35 | -5.5% | 24.2 | 29 | 27.5 | 28.6 | 27.7 | 31.3 | 9 | 13 | 9 | 13 | [6 empty] | 1 | 1 | 1 | 1 | 0 | 0 | 0 | 1 | 1 | 0 | 0 | 0 | 1 | 1
2000-03-09 | 69 | 5279.3333 | 23.4735 | 1.3706 | 6.5268 | 6.1768 | 22.1825 | #N/A | 136.136 | 14.6741 | 13.4759 | 13.3394 | 13.4835 | 13.3494 | 9.0313 | 9.0313 | 8.6813 | 13.8443 | 13.8345 | -0.07 | -1.1% | -0.35 | -5.5% | 24.2 | 29 | 27.5 | 28.6 | 27.7 | 31.3 | 9 | 13 | 9 | 13 | [6 empty] | 1 | 1 | 1 | 1 | 0 | 0 | 0 | 1 | 1 | 0 | 0 | 0 | 1 | 1
2000-03-10 | 70 | 5279.3333 | 23.5264 | 1.3716 | 6.641 | 6.291 | 22.2325 | #N/A | 136.136 | 14.6998 | 13.5124 | 13.3728 | 13.5194 | 13.3822 | 9.1786 | 9.1786 | 8.8286 | 13.8863 | 13.8756 | -0.07 | -1.1% | -0.35 | -5.5% | 24.2 | 29 | 27.5 | 28.6 | 27.7 | 31.3 | 9 | 13 | 9 | 13 | [6 empty] | 1 | 1 | 1 | 1 | 0 | 0 | 0 | 1 | 1 | 0 | 0 | 0 | 1 | 1
2000-03-11 | 71 | 5279.3333 | 23.5793 | 1.3725 | 6.7563 | 6.4063 | 22.2824 | #N/A | 136.136 | 14.7262 | 13.5496 | 13.4069 | 13.556 | 13.4157 | 9.3271 | 9.3271 | 8.9771 | 13.9291 | 13.9176 | -0.07 | -1.1% | -0.35 | -5.5% | 24.2 | 29 | 27.5 | 28.6 | 27.7 | 31.3 | 9 | 13 | 9 | 13 | [6 empty] | 1 | 1 | 1 | 1 | 0 | 0 | 0 | 1 | 1 | 0 | 0 | 0 | 1 | 1
2000-03-12 | 72 | 5279.3333 | 23.6322 | 1.3735 | 6.8728 | 6.5228 | 22.3324 | #N/A | 136.136 | 14.7532 | 13.5876 | 13.4418 | 13.5934 | 13.45 | 9.4769 | 9.4769 | 9.1269 | 13.9728 | 13.9603 | -0.07 | -1.1% | -0.35 | -5.5% | 24.2 | 29 | 27.5 | 28.6 | 27.7 | 31.3 | 9 | 13 | 9 | 13 | [6 empty] | 1 | 1 | 1 | 1 | 0 | 0 | 0 | 1 | 1 | 0 | 0 | 0 | 1 | 1
2000-03-13 | 73 | 5279.3333 | 23.6851 | 1.3745 | 6.9905 | 6.6405 | 22.3824 | #N/A | 136.136 | 14.7809 | 13.6264 | 13.4775 | 13.6315 | 13.4851 | 9.628 | 9.628 | 9.278 | 14.0173 | 14.0039 | -0.07 | -1.1% | -0.35 | -5.5% | 24.2 | 29 | 27.5 | 28.6 | 27.7 | 31.3 | 9 | 13 | 9 | 13 | [6 empty] | 1 | 1 | 1 | 1 | 0 | 0 | 0 | 1 | 1 | 0 | 0 | 0 | 1 | 1
2000-03-14 | 74 | 5279.3333 | 23.738 | 1.3754 | 7.1093 | 6.7593 | 22.4324 | #N/A | 136.136 | 14.8093 | 13.666 | 13.5139 | 13.6705 | 13.5209 | 9.7802 | 9.7802 | 9.4302 | 14.0626 | 14.0483 | -0.07 | -1.1% | -0.35 | -5.5% | 24.2 | 29 | 27.5 | 28.6 | 27.7 | 31.3 | 9 | 13 | 9 | 13 | [6 empty] | 1 | 1 | 1 | 1 | 0 | 0 | 0 | 1 | 1 | 0 | 0 | 0 | 1 | 1
2000-03-15 | 75 | 5279.3333 | 23.7909 | 1.3764 | 7.2293 | 6.8793 | 22.4824 | 136.136 | 136.136 | 14.8383 | 13.7064 | 13.5512 | 13.7102 | 13.5575 | 9.9337 | 9.9337 | 9.5837 | 14.1087 | 14.0935 | -0.07 | -1.1% | -0.35 | -5.5% | 24.2 | 29 | 27.5 | 28.6 | 27.7 | 31.3 | 9 | 13 | 9 | 13 | [6 empty] | 1 | 1 | 1 | 1 | 0 | 0 | 0 | 1 | 1 | 0 | 0 | 0 | 1 | 1
2000-03-16 | 76 | 5279.3333 | 24.6263 | 1.3914 | 7.3455 | 6.9955 | 23.2718 | #N/A | 136.136 | 14.8681 | 13.7157 | 13.5892 | 13.7187 | 13.5949 | 10.0788 | 10.0788 | 9.7288 | 14.1344 | 14.1178 | -0.07 | -1.1% | -0.35 | -5.5% | 24.2 | 29 | 27.5 | 28.6 | 27.7 | 31.3 | 9 | 13 | 9 | 13 | [6 empty] | 1 | 1 | 1 | 1 | 0 | 0 | 0 | 1 | 1 | 0 | 0 | 0 | 1 | 1
2000-03-17 | 77 | 5279.3333 | 25.4617 | 1.4059 | 7.4628 | 7.1128 | 24.0613 | #N/A | 136.136 | 14.8985 | 13.7269 | 13.6234 | 13.7291 | 13.6285 | 10.2246 | 10.2246 | 9.8746 | 14.162 | 14.1439 | -0.07 | -1.1% | -0.35 | -5.5% | 24.2 | 29 | 27.5 | 28.6 | 27.7 | 31.3 | 9 | 13 | 9 | 13 | [6 empty] | 1 | 1 | 1 | 1 | 0 | 0 | 0 | 1 | 1 | 0 | 0 | 0 | 1 | 1
2000-03-18 | 78 | 5279.3333 | 26.2971 | 1.4199 | 7.5811 | 7.2311 | 24.8508 | #N/A | 136.136 | 14.9296 | 13.7399 | 13.6541 | 13.7412 | 13.6585 | 10.3713 | 10.3713 | 10.0213 | 14.1916 | 14.1719 | -0.07 | -1.1% | -0.35 | -5.5% | 24.2 | 29 | 27.5 | 28.6 | 27.7 | 31.3 | 9 | 13 | 9 | 13 | [6 empty] | 1 | 1 | 1 | 1 | 0 | 0 | 0 | 1 | 1 | 0 | 0 | 0 | 1 | 1
2000-03-19 | 79 | 5279.3333 | 27.1325 | 1.4335 | 7.7004 | 7.3504 | 25.6402 | #N/A | 136.136 | 14.9614 | 13.7547 | 13.6813 | 13.7551 | 13.6849 | 10.5187 | 10.5187 | 10.1687 | 14.2231 | 14.2018 | -0.07 | -1.1% | -0.35 | -5.5% | 24.2 | 29 | 27.5 | 28.6 | 27.7 | 31.3 | 9 | 13 | 9 | 13 | [6 empty] | 1 | 1 | 1 | 1 | 0 | 0 | 0 | 1 | 1 | 0 | 0 | 0 | 1 | 1
2000-03-20 | 80 | 5279.3333 | 27.9679 | 1.4467 | 7.8208 | 7.4708 | 26.4297 | #N/A | 136.136 | 14.9938 | 13.7714 | 13.7051 | 13.7708 | 13.708 | 10.6667 | 10.6667 | 10.3167 | 14.2564 | 14.2334 | -0.07 | -1.1% | -0.35 | -5.5% | 24.2 | 29 | 27.5 | 28.6 | 27.7 | 31.3 | 9 | 13 | 9 | 13 | [6 empty] | 1 | 1 | 1 | 1 | 0 | 0 | 0 | 1 | 1 | 0 | 0 | 0 | 1 | 1
2000-03-21 | 81 | 5279.3333 | 28.8034 | 1.4594 | 7.9422 | 7.5922 | 27.2192 | #N/A | 136.136 | 15.027 | 13.7898 | 13.7259 | 13.7882 | 13.7279 | 10.8155 | 10.8155 | 10.4655 | 14.2916 | 14.267 | -0.07 | -1.1% | -0.35 | -5.5% | 24.2 | 29 | 27.5 | 28.6 | 27.7 | 31.3 | 9 | 13 | 9 | 13 | [6 empty] | 1 | 1 | 1 | 1 | 0 | 0 | 0 | 1 | 1 | 0 | 0 | 0 | 1 | 1
2000-03-22 | 82 | 5279.3333 | 29.6388 | 1.4719 | 8.0646 | 7.7146 | 28.0086 | #N/A | 136.136 | 15.0609 | 13.8101 | 13.7435 | 13.8074 | 13.7448 | 10.9649 | 10.9649 | 10.6149 | 14.3286 | 14.3023 | -0.07 | -1.1% | -0.35 | -5.5% | 24.2 | 29 | 27.5 | 28.6 | 27.7 | 31.3 | 9 | 13 | 9 | 13 | [6 empty] | 1 | 1 | 1 | 1 | 0 | 0 | 0 | 1 | 1 | 0 | 0 | 0 | 1 | 1
2000-03-23 | 83 | 5279.3333 | 30.4742 | 1.4839 | 8.188 | 7.838 | 28.7981 | #N/A | 136.136 | 15.0956 | 13.8321 | 13.7583 | 13.8283 | 13.7586 | 11.1149 | 11.1149 | 10.7649 | 14.3675 | 14.3394 | -0.07 | -1.1% | -0.35 | -5.5% | 24.2 | 29 | 27.5 | 28.6 | 27.7 | 31.3 | 9 | 13 | 9 | 13 | [6 empty] | 1 | 1 | 1 | 1 | 0 | 0 | 0 | 1 | 1 | 0 | 0 | 0 | 1 | 1
2000-03-24 | 84 | 5279.3333 | 31.3096 | 1.4957 | 8.3123 | 7.9623 | 29.5876 | #N/A | 136.136 | 15.1309 | 13.8559 | 13.775 | 13.851 | 13.7743 | 11.2656 | 11.2656 | 10.9156 | 14.4081 | 14.3783 | -0.07 | -1.1% | -0.35 | -5.5% | 24.2 | 29 | 27.5 | 28.6 | 27.7 | 31.3 | 9 | 13 | 9 | 13 | [6 empty] | 1 | 1 | 1 | 1 | 0 | 0 | 0 | 1 | 1 | 0 | 0 | 0 | 1 | 1
2000-03-25 | 85 | 5279.3333 | 32.145 | 1.5071 | 8.4375 | 8.0875 | 30.3771 | #N/A | 136.136 | 15.1669 | 13.8815 | 13.7934 | 13.8754 | 13.7917 | 11.4168 | 11.4168 | 11.0668 | 14.4506 | 14.4189 | -0.07 | -1.1% | -0.35 | -5.5% | 24.2 | 29 | 27.5 | 28.6 | 27.7 | 31.3 | 9 | 13 | 9 | 13 | [6 empty] | 1 | 1 | 1 | 1 | 0 | 0 | 0 | 1 | 1 | 0 | 0 | 0 | 1 | 1
2000-03-26 | 86 | 5279.3333 | 32.9805 | 1.5183 | 8.5637 | 8.2137 | 31.1665 | #N/A | 136.136 | 15.2037 | 13.9088 | 13.8136 | 13.9015 | 13.8109 | 11.5685 | 11.5685 | 11.2185 | 14.4948 | 14.4613 | -0.07 | -1.1% | -0.35 | -5.5% | 24.2 | 29 | 27.5 | 28.6 | 27.7 | 31.3 | 9 | 13 | 9 | 13 | [6 empty] | 1 | 1 | 1 | 1 | 0 | 0 | 0 | 1 | 1 | 0 | 0 | 0 | 1 | 1
2000-03-27 | 87 | 5279.3333 | 33.8159 | 1.5291 | 8.6908 | 8.3408 | 31.956 | #N/A | 136.136 | 15.2411 | 13.9378 | 13.8356 | 13.9293 | 13.8318 | 11.7207 | 11.7207 | 11.3707 | 14.5407 | 14.5053 | -0.07 | -1.1% | -0.35 | -5.5% | 24.2 | 29 | 27.5 | 28.6 | 27.7 | 31.3 | 9 | 13 | 9 | 13 | [6 empty] | 1 | 1 | 1 | 1 | 0 | 0 | 0 | 1 | 1 | 0 | 0 | 0 | 1 | 1
2000-03-28 | 88 | 5279.3333 | 34.6513 | 1.5397 | 8.8188 | 8.4688 | 32.7455 | #N/A | 136.136 | 15.2793 | 13.9686 | 13.8594 | 13.9588 | 13.8545 | 11.8735 | 11.8735 | 11.5235 | 14.5883 | 14.5511 | -0.07 | -1.1% | -0.35 | -5.5% | 24.2 | 29 | 27.5 | 28.6 | 27.7 | 31.3 | 9 | 13 | 9 | 13 | [6 empty] | 1 | 1 | 1 | 1 | 0 | 0 | 0 | 1 | 1 | 0 | 0 | 0 | 1 | 1
2000-03-29 | 89 | 5279.3333 | 35.4867 | 1.5501 | 8.9476 | 8.5976 | 33.5349 | #N/A | 136.136 | 15.3183 | 14.001 | 13.885 | 13.99 | 13.8788 | 12.0266 | 12.0266 | 11.6766 | 14.6377 | 14.5985 | -0.07 | -1.1% | -0.35 | -5.5% | 24.2 | 29 | 27.5 | 28.6 | 27.7 | 31.3 | 9 | 13 | 9 | 13 | [6 empty] | 1 | 1 | 1 | 1 | 0 | 0 | 0 | 1 | 1 | 0 | 0 | 0 | 1 | 1
2000-03-30 | 90 | 5279.3333 | 36.3221 | 1.5602 | 9.0773 | 8.7273 | 34.3244 | #N/A | 136.136 | 15.3579 | 14.0351 | 13.9122 | 14.0228 | 13.9049 | 12.1802 | 12.1802 | 11.8302 | 14.6886 | 14.6476 | -0.07 | -1.1% | -0.35 | -5.5% | 24.2 | 29 | 27.5 | 28.6 | 27.7 | 31.3 | 9 | 13 | 9 | 13 | [6 empty] | 1 | 1 | 1 | 1 | 0 | 0 | 0 | 1 | 1 | 0 | 0 | 0 | 1 | 1
2000-03-31 | 91 | 5279.3333 | 37.1575 | 1.57 | 9.2078 | 8.8578 | 35.1139 | #N/A | 136.136 | 15.3983 | 14.0709 | 13.9412 | 14.0572 | 13.9327 | 12.3341 | 12.3341 | 11.9841 | 14.7413 | 14.6982 | -0.07 | -1.1% | -0.35 | -5.5% | 24.2 | 29 | 27.5 | 28.6 | 27.7 | 31.3 | 9 | 13 | 9 | 13 | [6 empty] | 1 | 1 | 1 | 1 | 0 | 0 | 0 | 1 | 1 | 0 | 0 | 0 | 1 | 1
2000-04-01 | 92 | 5279.3333 | 37.993 | 1.5797 | 9.3392 | 8.9892 | 35.9033 | #N/A | 136.136 | 15.4394 | 14.1084 | 13.972 | 14.0933 | 13.9621 | 12.4884 | 12.4884 | 12.1384 | 14.7955 | 14.7505 | -0.07 | -1.1% | -0.35 | -5.5% | 24.2 | 29 | 27.5 | 28.6 | 27.7 | 31.3 | 9 | 13 | 18.2 | 23.8 | [6 empty] | 1 | 1 |  |  | 0 | 0 | 0 | 1 | 0 | 0 | 0 | 0 | 1 | 0
2000-04-02 | 93 | 5279.3333 | 38.8284 | 1.5891 | 9.4713 | 9.1213 | 36.6928 | #N/A | 136.136 | 15.4813 | 14.1475 | 14.0044 | 14.131 | 13.9933 | 12.643 | 12.643 | 12.293 | 14.8514 | 14.8044 | -0.07 | -1.1% | -0.35 | -5.5% | 24.2 | 29 | 27.5 | 28.6 | 27.7 | 31.3 | 9 | 13 | 18.2 | 23.8 | [6 empty] | 1 | 1 |  |  | 0 | 0 | 0 | 1 | 0 | 0 | 0 | 0 | 1 | 0
2000-04-03 | 94 | 5279.3333 | 39.6638 | 1.5984 | 9.6041 | 9.2541 | 37.4823 | #N/A | 136.136 | 15.5238 | 14.1882 | 14.0385 | 14.1703 | 14.026 | 12.7979 | 12.7979 | 12.4479 | 14.9088 | 14.8598 | -0.07 | -1.1% | -0.35 | -5.5% | 24.2 | 29 | 27.5 | 28.6 | 27.7 | 31.3 | 9 | 13 | 18.2 | 23.8 | [6 empty] | 1 | 1 |  |  | 0 | 0 | 0 | 1 | 0 | 0 | 0 | 0 | 1 | 0
2000-04-04 | 95 | 5279.3333 | 40.4992 | 1.6074 | 9.7377 | 9.3877 | 38.2718 | #N/A | 136.136 | 15.5671 | 14.2306 | 14.0743 | 14.2111 | 14.0605 | 12.953 | 12.953 | 12.603 | 14.9678 | 14.9167 | -0.07 | -1.1% | -0.35 | -5.5% | 24.2 | 29 | 27.5 | 28.6 | 27.7 | 31.3 | 9 | 13 | 18.2 | 23.8 | [6 empty] | 1 | 1 |  |  | 0 | 0 | 0 | 1 | 0 | 0 | 0 | 0 | 1 | 0
2000-04-05 | 96 | 5279.3333 | 41.3346 | 1.6163 | 9.8721 | 9.5221 | 39.0612 | #N/A | 136.136 | 15.6112 | 14.2745 | 14.1117 | 14.2536 | 14.0965 | 13.1083 | 13.1083 | 12.7583 | 15.0282 | 14.9751 | -0.07 | -1.1% | -0.35 | -5.5% | 24.2 | 29 | 27.5 | 28.6 | 27.7 | 31.3 | 9 | 13 | 18.2 | 23.8 | [6 empty] | 1 | 1 |  |  | 0 | 0 | 0 | 1 | 0 | 0 | 0 | 0 | 1 | 0
2000-04-06 | 97 | 5279.3333 | 42.1701 | 1.625 | 10.0071 | 9.6571 | 39.8507 | #N/A | 136.136 | 15.6559 | 14.32 | 14.1508 | 14.2975 | 14.1342 | 13.2637 | 13.2637 | 12.9137 | 15.0902 | 15.035 | -0.07 | -1.1% | -0.35 | -5.5% | 24.2 | 29 | 27.5 | 28.6 | 27.7 | 31.3 | 9 | 13 | 18.2 | 23.8 | [6 empty] | 1 | 1 |  |  | 0 | 0 | 0 | 1 | 0 | 0 | 0 | 0 | 1 | 0
2000-04-07 | 98 | 5279.3333 | 43.0055 | 1.6335 | 10.1427 | 9.7927 | 40.6402 | #N/A | 136.136 | 15.7014 | 14.367 | 14.1914 | 14.343 | 14.1734 | 13.4193 | 13.4193 | 13.0693 | 15.1536 | 15.0963 | -0.07 | -1.1% | -0.35 | -5.5% | 24.2 | 29 | 27.5 | 28.6 | 27.7 | 31.3 | 9 | 13 | 18.2 | 23.8 | [6 empty] | 1 | 1 |  |  | 0 | 0 | 0 | 1 | 0 | 0 | 0 | 0 | 1 | 0
2000-04-08 | 99 | 5279.3333 | 43.8409 | 1.6419 | 10.279 | 9.929 | 41.4296 | #N/A | 136.136 | 15.7476 | 14.4155 | 14.2337 | 14.39 | 14.2143 | 13.575 | 13.575 | 13.225 | 15.2184 | 15.1591 | -0.07 | -1.1% | -0.35 | -5.5% | 24.2 | 29 | 27.5 | 28.6 | 27.7 | 31.3 | 9 | 13 | 18.2 | 23.8 | [6 empty] | 1 | 1 |  |  | 0 | 0 | 0 | 1 | 0 | 0 | 0 | 0 | 1 | 0
2000-04-09 | 100 | 5279.3333 | 44.6763 | 1.6501 | 10.4159 | 10.0659 | 42.2191 | #N/A | 136.136 | 15.7946 | 14.4656 | 14.2776 | 14.4385 | 14.2567 | 13.7307 | 13.7307 | 13.3807 | 15.2846 | 15.2232 | -0.07 | -1.1% | -0.35 | -5.5% | 24.2 | 29 | 27.5 | 28.6 | 27.7 | 31.3 | 9 | 13 | 18.2 | 23.8 | [6 empty] | 1 | 1 |  |  | 0 | 0 | 0 | 1 | 0 | 0 | 0 | 0 | 1 | 0
2000-04-10 | 101 | 5279.3333 | 45.5117 | 1.6581 | 10.5534 | 10.2034 | 43.0086 | #N/A | 136.136 | 15.8423 | 14.5172 | 14.323 | 14.4885 | 14.3006 | 13.8864 | 13.8864 | 13.5364 | 15.3522 | 15.2887 | -0.07 | -1.1% | -0.35 | -5.5% | 24.2 | 29 | 27.5 | 28.6 | 27.7 | 31.3 | 9 | 13 | 18.2 | 23.8 | [6 empty] | 1 | 1 |  |  | 0 | 0 | 0 | 1 | 0 | 0 | 0 | 0 | 1 | 0
2000-04-11 | 102 | 5279.3333 | 46.3471 | 1.666 | 10.6914 | 10.3414 | 43.798 | #N/A | 136.136 | 15.8907 | 14.5702 | 14.37 | 14.5399 | 14.3461 | 14.0421 | 14.0421 | 13.6921 | 15.4212 | 15.3555 | -0.07 | -1.1% | -0.35 | -5.5% | 24.2 | 29 | 27.5 | 28.6 | 27.7 | 31.3 | 9 | 13 | 18.2 | 23.8 | [6 empty] | 1 | 1 |  |  | 0 | 0 | 0 | 1 | 0 | 0 | 0 | 0 | 1 | 0
2000-04-12 | 103 | 5279.3333 | 47.1826 | 1.6738 | 10.83 | 10.48 | 44.5875 | #N/A | 136.136 | 15.9398 | 14.6246 | 14.4186 | 14.5928 | 14.393 | 14.1977 | 14.1977 | 13.8477 | 15.4914 | 15.4237 | -0.07 | -1.1% | -0.35 | -5.5% | 24.2 | 29 | 27.5 | 28.6 | 27.7 | 31.3 | 9 | 13 | 18.2 | 23.8 | [6 empty] | 1 | 1 |  |  | 0 | 0 | 0 | 1 | 0 | 0 | 0 | 0 | 1 | 0
2000-04-13 | 104 | 5279.3333 | 48.018 | 1.6814 | 10.969 | 10.619 | 45.377 | #N/A | 136.136 | 15.9896 | 14.6805 | 14.4686 | 14.647 | 14.4415 | 14.3533 | 14.3533 | 14.0033 | 15.563 | 15.4931 | -0.07 | -1.1% | -0.35 | -5.5% | 24.2 | 29 | 27.5 | 28.6 | 27.7 | 31.3 | 9 | 13 | 18.2 | 23.8 | [6 empty] | 1 | 1 |  |  | 0 | 0 | 0 | 1 | 0 | 0 | 0 | 0 | 1 | 0
2000-04-14 | 105 | 5279.3333 | 48.8534 | 1.6889 | 11.1085 | 10.7585 | 46.1665 | 136.136 | 136.136 | 16.0402 | 14.7378 | 14.5201 | 14.7027 | 14.4914 | 14.5086 | 14.5086 | 14.1586 | 15.6357 | 15.5637 | -0.07 | -1.1% | -0.35 | -5.5% | 24.2 | 29 | 27.5 | 28.6 | 27.7 | 31.3 | 9 | 13 | 18.2 | 23.8 | [6 empty] | 1 | 1 |  |  | 0 | 0 | 0 | 1 | 0 | 0 | 0 | 0 | 1 | 0
2000-04-15 | 106 | 5279.3333 | 51.7999 | 1.7143 | 11.2342 | 10.8842 | 48.9509 | #N/A | 136.136 | 16.0914 | 14.7527 | 14.5731 | 14.7143 | 14.5428 | 14.6317 | 14.6317 | 14.2817 | 15.6891 | 15.6128 | -0.07 | -1.1% | -0.35 | -5.5% | 24.2 | 29 | 27.5 | 28.6 | 27.7 | 31.3 | 9 | 13 | 18.2 | 23.8 | [6 empty] | 1 | 1 |  |  | 0 | 0 | 0 | 1 | 0 | 0 | 0 | 0 | 1 | 0
2000-04-16 | 107 | 5279.3333 | 54.7464 | 1.7384 | 11.3605 | 11.0105 | 51.7353 | #N/A | 136.136 | 16.1434 | 14.7716 | 14.6212 | 14.7299 | 14.5891 | 14.7552 | 14.7552 | 14.4052 | 15.7453 | 15.6647 | -0.07 | -1.1% | -0.35 | -5.5% | 24.2 | 29 | 27.5 | 28.6 | 27.7 | 31.3 | 9 | 13 | 18.2 | 23.8 | [6 empty] | 1 | 1 |  |  | 0 | 0 | 0 | 1 | 0 | 0 | 0 | 0 | 1 | 0
2000-04-17 | 108 | 5279.3333 | 57.6928 | 1.7611 | 11.4872 | 11.1372 | 54.5197 | #N/A | 136.136 | 16.1961 | 14.7945 | 14.6649 | 14.7495 | 14.6307 | 14.879 | 14.879 | 14.529 | 15.804 | 15.7194 | -0.07 | -1.1% | -0.35 | -5.5% | 24.2 | 29 | 27.5 | 28.6 | 27.7 | 31.3 | 9 | 13 | 18.2 | 23.8 | [6 empty] | 1 | 1 |  |  | 0 | 0 | 0 | 1 | 0 | 0 | 0 | 0 | 1 | 0
2000-04-18 | 109 | 5279.3333 | 60.6393 | 1.7828 | 11.6144 | 11.2644 | 57.3042 | #N/A | 136.136 | 16.2494 | 14.8211 | 14.7046 | 14.7727 | 14.668 | 15.0029 | 15.0029 | 14.6529 | 15.8653 | 15.7765 | -0.07 | -1.1% | -0.35 | -5.5% | 24.2 | 29 | 27.5 | 28.6 | 27.7 | 31.3 | 9 | 13 | 18.2 | 23.8 | [6 empty] | 1 | 1 |  |  | 0 | 0 | 0 | 1 | 0 | 0 | 0 | 0 | 1 | 0
2000-04-19 | 110 | 5279.3333 | 63.5858 | 1.8034 | 11.742 | 11.392 | 60.0886 | #N/A | 136.136 | 16.3035 | 14.8512 | 14.7404 | 14.7995 | 14.7013 | 15.127 | 15.127 | 14.777 | 15.9289 | 15.836 | -0.07 | -1.1% | -0.35 | -5.5% | 24.2 | 29 | 27.5 | 28.6 | 27.7 | 31.3 | 9 | 13 | 18.2 | 23.8 | [6 empty] | 1 | 1 |  |  | 0 | 0 | 0 | 1 | 0 | 0 | 0 | 0 | 1 | 0
2000-04-20 | 111 | 5279.3333 | 66.5323 | 1.823 | 11.8698 | 11.5198 | 62.873 | #N/A | 136.136 | 16.3582 | 14.8848 | 14.7728 | 14.8296 | 14.7308 | 15.2511 | 15.2511 | 14.9011 | 15.9948 | 15.8979 | -0.07 | -1.1% | -0.35 | -5.5% | 24.2 | 29 | 27.5 | 28.6 | 27.7 | 31.3 | 9 | 13 | 18.2 | 23.8 | [6 empty] | 1 | 1 |  |  | 0 | 0 | 0 | 1 | 0 | 0 | 0 | 0 | 1 | 0
2000-04-21 | 112 | 5279.3333 | 69.4788 | 1.8419 | 11.9979 | 11.6479 | 65.6574 | #N/A | 136.136 | 16.4137 | 14.9215 | 14.802 | 14.863 | 14.7569 | 15.3751 | 15.3751 | 15.0251 | 16.0627 | 15.9619 | -0.07 | -1.1% | -0.35 | -5.5% | 24.2 | 29 | 27.5 | 28.6 | 27.7 | 31.3 | 9 | 13 | 18.2 | 23.8 | [6 empty] | 1 | 1 |  |  | 0 | 0 | 0 | 1 | 0 | 0 | 0 | 0 | 1 | 0
2000-04-22 | 113 | 5279.3333 | 72.4252 | 1.8599 | 12.1262 | 11.7762 | 68.4418 | #N/A | 136.136 | 16.4698 | 14.9614 | 14.8282 | 14.8995 | 14.7798 | 15.4991 | 15.4991 | 15.1491 | 16.1327 | 16.0279 | -0.07 | -1.1% | -0.35 | -5.5% | 24.2 | 29 | 27.5 | 28.6 | 27.7 | 31.3 | 9 | 13 | 18.2 | 23.8 | [6 empty] | 1 | 1 |  |  | 0 | 0 | 0 | 1 | 0 | 0 | 0 | 0 | 1 | 0
2000-04-23 | 114 | 5279.3333 | 75.3717 | 1.8772 | 12.2546 | 11.9046 | 71.2263 | #N/A | 136.136 | 16.5265 | 15.0042 | 14.858 | 14.9389 | 14.8062 | 15.6228 | 15.6228 | 15.2728 | 16.2045 | 16.0959 | -0.07 | -1.1% | -0.35 | -5.5% | 24.2 | 29 | 27.5 | 28.6 | 27.7 | 31.3 | 9 | 13 | 18.2 | 23.8 | [6 empty] | 1 | 1 |  |  | 0 | 0 | 0 | 1 | 0 | 0 | 0 | 0 | 1 | 0
2000-04-24 | 115 | 5279.3333 | 78.3182 | 1.8939 | 12.3831 | 12.0331 | 74.0107 | #N/A | 136.136 | 16.5839 | 15.0498 | 14.8912 | 14.9812 | 14.8361 | 15.7464 | 15.7464 | 15.3964 | 16.278 | 16.1657 | -0.07 | -1.1% | -0.35 | -5.5% | 24.2 | 29 | 27.5 | 28.6 | 27.7 | 31.3 | 9 | 13 | 18.2 | 23.8 | [6 empty] | 1 | 1 |  |  | 0 | 0 | 0 | 1 | 0 | 0 | 0 | 0 | 1 | 0
2000-04-25 | 116 | 5279.3333 | 81.2647 | 1.9099 | 12.5116 | 12.1616 | 76.7951 | #N/A | 136.136 | 16.642 | 15.098 | 14.9277 | 15.0261 | 14.8692 | 15.8696 | 15.8696 | 15.5196 | 16.3533 | 16.2372 | -0.07 | -1.1% | -0.35 | -5.5% | 24.2 | 29 | 27.5 | 28.6 | 27.7 | 31.3 | 9 | 13 | 18.2 | 23.8 | [6 empty] | 1 | 1 |  |  | 0 | 0 | 0 | 1 | 0 | 0 | 0 | 0 | 1 | 0
2000-04-26 | 117 | 5279.3333 | 84.2112 | 1.9254 | 12.6401 | 12.2901 | 79.5795 | #N/A | 136.136 | 16.7007 | 15.1488 | 14.9673 | 15.0736 | 14.9054 | 15.9925 | 15.9925 | 15.6425 | 16.43 | 16.3103 | -0.07 | -1.1% | -0.35 | -5.5% | 24.2 | 29 | 27.5 | 28.6 | 27.7 | 31.3 | 9 | 13 | 18.2 | 23.8 | [6 empty] | 1 | 1 |  |  | 0 | 0 | 0 | 1 | 0 | 0 | 0 | 0 | 1 | 0
2000-04-27 | 118 | 5279.3333 | 87.1576 | 1.9403 | 12.7686 | 12.4186 | 82.364 | #N/A | 136.136 | 16.76 | 15.202 | 15.0098 | 15.1235 | 14.9446 | 16.1151 | 16.1151 | 15.7651 | 16.5083 | 16.385 | -0.07 | -1.1% | -0.35 | -5.5% | 24.2 | 29 | 27.5 | 28.6 | 27.7 | 31.3 | 9 | 13 | 18.2 | 23.8 | [6 empty] | 1 | 1 |  |  | 0 | 0 | 0 | 1 | 0 | 0 | 0 | 0 | 1 | 0
2000-04-28 | 119 | 5279.3333 | 90.1041 | 1.9547 | 12.8969 | 12.5469 | 85.1484 | #N/A | 136.136 | 16.8199 | 15.2575 | 15.0551 | 15.1757 | 14.9865 | 16.2372 | 16.2372 | 15.8872 | 16.5878 | 16.461 | -0.07 | -1.1% | -0.35 | -5.5% | 24.2 | 29 | 27.5 | 28.6 | 27.7 | 31.3 | 9 | 13 | 18.2 | 23.8 | [6 empty] | 1 | 1 |  |  | 0 | 0 | 0 | 1 | 0 | 0 | 0 | 0 | 1 | 0
2000-04-29 | 120 | 5279.3333 | 93.0506 | 1.9687 | 13.0251 | 12.6751 | 87.9328 | #N/A | 136.136 | 16.8805 | 15.3152 | 15.1031 | 15.2301 | 15.0312 | 16.3589 | 16.3589 | 16.0089 | 16.6687 | 16.5384 | -0.07 | -1.1% | -0.35 | -5.5% | 24.2 | 29 | 27.5 | 28.6 | 27.7 | 31.3 | 9 | 13 | 18.2 | 23.8 | [6 empty] | 1 | 1 |  |  | 0 | 0 | 0 | 1 | 0 | 0 | 0 | 0 | 1 | 0
2000-04-30 | 121 | 5279.3333 | 95.9971 | 1.9823 | 13.1532 | 12.8032 | 90.7172 | #N/A | 136.136 | 16.9416 | 15.3749 | 15.1536 | 15.2867 | 15.0784 | 16.4801 | 16.4801 | 16.1301 | 16.7508 | 16.6171 | -0.07 | -1.1% | -0.35 | -5.5% | 24.2 | 29 | 27.5 | 28.6 | 27.7 | 31.3 | 9 | 13 | 18.2 | 23.8 | [6 empty] | 1 | 1 |  |  | 0 | 0 | 0 | 1 | 0 | 0 | 0 | 0 | 1 | 0
2000-05-01 | 122 | 5279.3333 | 98.9436 | 1.9954 | 13.281 | 12.931 | 93.5017 | #N/A | 136.136 | 17.0033 | 15.4366 | 15.2066 | 15.3452 | 15.1281 | 16.6008 | 16.6008 | 16.2508 | 16.8339 | 16.6969 | -0.07 | -1.1% | -0.35 | -5.5% | 24.2 | 29 | 27.5 | 28.6 | 27.7 | 31.3 | 9 | 13 | 18.2 | 23.8 | [6 empty] | 1 | 1 |  |  | 0 | 0 | 0 | 1 | 0 | 0 | 0 | 0 | 1 | 0
2000-05-02 | 123 | 5279.3333 | 101.89 | 2.0081 | 13.4085 | 13.0585 | 96.2861 | #N/A | 136.136 | 17.0656 | 15.5002 | 15.2619 | 15.4056 | 15.1801 | 16.7209 | 16.7209 | 16.3709 | 16.9181 | 16.7778 | -0.07 | -1.1% | -0.35 | -5.5% | 24.2 | 29 | 27.5 | 28.6 | 27.7 | 31.3 | 9 | 13 | 18.2 | 23.8 | [6 empty] | 1 | 1 |  |  | 0 | 0 | 0 | 1 | 0 | 0 | 0 | 0 | 1 | 0
2000-05-03 | 124 | 5279.3333 | 104.8365 | 2.0205 | 13.5358 | 13.1858 | 99.0705 | #N/A | 136.136 | 17.1285 | 15.5655 | 15.3193 | 15.4678 | 15.2343 | 16.8404 | 16.8404 | 16.4904 | 17.0032 | 16.8597 | -0.07 | -1.1% | -0.35 | -5.5% | 24.2 | 29 | 27.5 | 28.6 | 27.7 | 31.3 | 9 | 13 | 18.2 | 23.8 | [6 empty] | 1 | 1 |  |  | 0 | 0 | 0 | 1 | 0 | 0 | 0 | 0 | 1 | 0
2000-05-04 | 125 | 5279.3333 | 107.783 | 2.0326 | 13.6627 | 13.3127 | 101.8549 | #N/A | 136.136 | 17.1919 | 15.6324 | 15.3788 | 15.5317 | 15.2907 | 16.9593 | 16.9593 | 16.6093 | 17.0891 | 16.9426 | -0.07 | -1.1% | -0.35 | -5.5% | 24.2 | 29 | 27.5 | 28.6 | 27.7 | 31.3 | 9 | 13 | 18.2 | 23.8 | [6 empty] | 1 | 1 |  |  | 0 | 0 | 0 | 1 | 0 | 0 | 0 | 0 | 1 | 0
2000-05-05 | 126 | 5279.3333 | 110.7295 | 2.0443 | 13.7892 | 13.4392 | 104.6394 | #N/A | 136.136 | 17.2559 | 15.7009 | 15.4403 | 15.5972 | 15.349 | 17.0776 | 17.0776 | 16.7276 | 17.1759 | 17.0263 | -0.07 | -1.1% | -0.35 | -5.5% | 24.2 | 29 | 27.5 | 28.6 | 27.7 | 31.3 | 9 | 13 | 18.2 | 23.8 | [6 empty] | 1 | 1 |  |  | 0 | 0 | 0 | 1 | 0 | 0 | 0 | 0 | 1 | 0
2000-05-06 | 127 | 5279.3333 | 113.676 | 2.0557 | 13.9153 | 13.5653 | 107.4238 | #N/A | 136.136 | 17.3203 | 15.7709 | 15.5037 | 15.6642 | 15.4092 | 17.1952 | 17.1952 | 16.8452 | 17.2634 | 17.1108 | -0.07 | -1.1% | -0.35 | -5.5% | 24.2 | 29 | 27.5 | 28.6 | 27.7 | 31.3 | 9 | 13 | 18.2 | 23.8 | [6 empty] | 1 | 1 |  |  | 0 | 0 | 0 | 1 | 0 | 0 | 0 | 0 | 1 | 0
2000-05-07 | 128 | 5279.3333 | 116.6224 | 2.0668 | 14.041 | 13.691 | 110.2082 | #N/A | 136.136 | 17.3853 | 15.8422 | 15.5688 | 15.7326 | 15.4712 | 17.3121 | 17.3121 | 16.9621 | 17.3515 | 17.196 | -0.07 | -1.1% | -0.35 | -5.5% | 24.2 | 29 | 27.5 | 28.6 | 27.7 | 31.3 | 9 | 13 | 18.2 | 23.8 | [6 empty] | 1 | 1 |  |  | 0 | 0 | 0 | 1 | 0 | 0 | 0 | 0 | 1 | 0
2000-05-08 | 129 | 5279.3333 | 119.5689 | 2.0776 | 14.1662 | 13.8162 | 112.9926 | #N/A | 136.136 | 17.4508 | 15.9149 | 15.6355 | 15.8023 | 15.5349 | 17.4283 | 17.4283 | 17.0783 | 17.4402 | 17.2818 | -0.07 | -1.1% | -0.35 | -5.5% | 24.2 | 29 | 27.5 | 28.6 | 27.7 | 31.3 | 9 | 13 | 18.2 | 23.8 | [6 empty] | 1 | 1 |  |  | 0 | 0 | 0 | 1 | 0 | 0 | 0 | 0 | 1 | 0
2000-05-09 | 130 | 5279.3333 | 122.5154 | 2.0882 | 14.2909 | 13.9409 | 115.777 | #N/A | 136.136 | 17.5167 | 15.9887 | 15.7039 | 15.8733 | 15.6002 | 17.5437 | 17.5437 | 17.1937 | 17.5295 | 17.3683 | -0.07 | -1.1% | -0.35 | -5.5% | 24.2 | 29 | 27.5 | 28.6 | 27.7 | 31.3 | 9 | 13 | 18.2 | 23.8 | [6 empty] | 1 | 1 |  |  | 0 | 0 | 0 | 1 | 0 | 0 | 0 | 0 | 1 | 0
2000-05-10 | 131 | 5279.3333 | 125.4619 | 2.0985 | 14.4151 | 14.0651 | 118.5615 | #N/A | 136.136 | 17.5831 | 16.0637 | 15.7737 | 15.9455 | 15.667 | 17.6584 | 17.6584 | 17.3084 | 17.6192 | 17.4552 | -0.07 | -1.1% | -0.35 | -5.5% | 24.2 | 29 | 27.5 | 28.6 | 27.7 | 31.3 | 9 | 13 | 18.2 | 23.8 | [6 empty] | 1 | 1 |  |  | 0 | 0 | 0 | 1 | 0 | 0 | 0 | 0 | 1 | 0
2000-05-11 | 132 | 5279.3333 | 128.4084 | 2.1086 | 14.5387 | 14.1887 | 121.3459 | #N/A | 136.136 | 17.65 | 16.1397 | 15.8448 | 16.0187 | 15.7352 | 17.7724 | 17.7724 | 17.4224 | 17.7094 | 17.5427 | -0.07 | -1.1% | -0.35 | -5.5% | 24.2 | 29 | 27.5 | 28.6 | 27.7 | 31.3 | 9 | 13 | 18.2 | 23.8 | [6 empty] | 1 | 1 |  |  | 0 | 0 | 0 | 1 | 0 | 0 | 0 | 0 | 1 | 0
2000-05-12 | 133 | 5279.3333 | 131.3548 | 2.1184 | 14.6617 | 14.3117 | 124.1303 | #N/A | 136.136 | 17.7172 | 16.2168 | 15.9173 | 16.093 | 15.8048 | 17.8855 | 17.8855 | 17.5355 | 17.7999 | 17.6306 | -0.07 | -1.1% | -0.35 | -5.5% | 24.2 | 29 | 27.5 | 28.6 | 27.7 | 31.3 | 9 | 13 | 18.2 | 23.8 | [6 empty] | 1 | 1 |  |  | 0 | 0 | 0 | 1 | 0 | 0 | 0 | 0 | 1 | 0
2000-05-13 | 134 | 5279.3333 | 134.3013 | 2.1281 | 14.7841 | 14.4341 | 126.9147 | #N/A | 136.136 | 17.7849 | 16.2947 | 15.991 | 16.1682 | 15.8756 | 17.9979 | 17.9979 | 17.6479 | 17.8907 | 17.7188 | -0.07 | -1.1% | -0.35 | -5.5% | 24.2 | 29 | 27.5 | 28.6 | 27.7 | 31.3 | 9 | 13 | 18.2 | 23.8 | [6 empty] | 1 | 1 |  |  | 0 | 0 | 0 | 1 | 0 | 0 | 0 | 0 | 1 | 0
2000-05-14 | 135 | 5279.3333 | 137.2478 | 2.1375 | 14.9058 | 14.5558 | 129.6992 | 136.136 | 136.136 | 17.8529 | 16.3734 | 16.0658 | 16.2443 | 15.9476 | 18.1094 | 18.1094 | 17.7594 | 17.9817 | 17.8073 | -0.07 | -1.1% | -0.35 | -5.5% | 24.2 | 29 | 27.5 | 28.6 | 27.7 | 31.3 | 9 | 13 | 18.2 | 23.8 | [6 empty] | 1 | 1 |  |  | 0 | 0 | 0 | 1 | 0 | 0 | 0 | 0 | 1 | 0
2000-05-15 | 136 | 5279.3333 | 140.7096 | 2.1483 | 15.0242 | 14.6742 | 132.9706 | #N/A | 136.136 | 17.9214 | 16.4489 | 16.1417 | 16.3169 | 16.0208 | 18.2152 | 18.2152 | 17.8652 | 18.0707 | 17.8936 | -0.07 | -1.1% | -0.35 | -5.5% | 24.2 | 29 | 27.5 | 28.6 | 27.7 | 31.3 | 9 | 13 | 18.2 | 23.8 | [6 empty] | 1 | 1 |  |  | 0 | 0 | 0 | 1 | 0 | 0 | 0 | 0 | 1 | 0
2000-05-16 | 137 | 5279.3333 | 144.1714 | 2.1589 | 15.1419 | 14.7919 | 136.242 | #N/A | 136.136 | 17.9902 | 16.5252 | 16.218 | 16.3904 | 16.0943 | 18.3203 | 18.3203 | 17.9703 | 18.1599 | 17.9802 | -0.07 | -1.1% | -0.35 | -5.5% | 24.2 | 29 | 27.5 | 28.6 | 27.7 | 31.3 | 9 | 13 | 18.2 | 23.8 | [6 empty] | 1 | 1 |  |  | 0 | 0 | 0 | 1 | 0 | 0 | 0 | 0 | 1 | 0
2000-05-17 | 138 | 5279.3333 | 147.6332 | 2.1692 | 15.259 | 14.909 | 139.5134 | #N/A | 136.136 | 18.0593 | 16.6024 | 16.2946 | 16.4648 | 16.1681 | 18.4246 | 18.4246 | 18.0746 | 18.2494 | 18.067 | -0.07 | -1.1% | -0.35 | -5.5% | 24.2 | 29 | 27.5 | 28.6 | 27.7 | 31.3 | 9 | 13 | 18.2 | 23.8 | [6 empty] | 1 | 1 |  |  | 0 | 0 | 0 | 1 | 0 | 0 | 0 | 0 | 1 | 0
2000-05-18 | 139 | 5279.3333 | 151.095 | 2.1793 | 15.3753 | 15.0253 | 142.7848 | #N/A | 136.136 | 18.1287 | 16.6803 | 16.3716 | 16.54 | 16.2423 | 18.5282 | 18.5282 | 18.1782 | 18.3389 | 18.1541 | -0.07 | -1.1% | -0.35 | -5.5% | 24.2 | 29 | 27.5 | 28.6 | 27.7 | 31.3 | 9 | 13 | 18.2 | 23.8 | [6 empty] | 1 | 1 |  |  | 0 | 0 | 0 | 1 | 0 | 0 | 0 | 0 | 1 | 0
2000-05-19 | 140 | 5279.3333 | 154.5568 | 2.1891 | 15.4909 | 15.1409 | 146.0562 | #N/A | 136.136 | 18.1984 | 16.7589 | 16.4488 | 16.6159 | 16.3168 | 18.6311 | 18.6311 | 18.2811 | 18.4285 | 18.2412 | -0.07 | -1.1% | -0.35 | -5.5% | 24.2 | 29 | 27.5 | 28.6 | 27.7 | 31.3 | 9 | 13 | 18.2 | 23.8 | [6 empty] | 1 | 1 |  |  | 0 | 0 | 0 | 1 | 0 | 0 | 0 | 0 | 1 | 0
2000-05-20 | 141 | 5279.3333 | 158.0186 | 2.1987 | 15.6058 | 15.2558 | 149.3276 | #N/A | 136.136 | 18.2684 | 16.8381 | 16.5262 | 16.6925 | 16.3915 | 18.7332 | 18.7332 | 18.3832 | 18.5181 | 18.3284 | -0.07 | -1.1% | -0.35 | -5.5% | 24.2 | 29 | 27.5 | 28.6 | 27.7 | 31.3 | 9 | 13 | 18.2 | 23.8 | [6 empty] | 1 | 1 |  |  | 0 | 0 | 0 | 1 | 0 | 0 | 0 | 0 | 1 | 0
2000-05-21 | 142 | 5279.3333 | 161.4804 | 2.2081 | 15.72 | 15.37 | 152.599 | #N/A | 136.136 | 18.3386 | 16.9178 | 16.6039 | 16.7696 | 16.4664 | 18.8345 | 18.8345 | 18.4845 | 18.6077 | 18.4157 | -0.07 | -1.1% | -0.35 | -5.5% | 24.2 | 29 | 27.5 | 28.6 | 27.7 | 31.3 | 9 | 13 | 18.2 | 23.8 | [6 empty] | 1 | 1 |  |  | 0 | 0 | 0 | 1 | 0 | 0 | 0 | 0 | 1 | 0
2000-05-22 | 143 | 5279.3333 | 164.9422 | 2.2173 | 15.8333 | 15.4833 | 155.8704 | #N/A | 136.136 | 18.409 | 16.998 | 16.6816 | 16.8473 | 16.5415 | 18.9351 | 18.9351 | 18.5851 | 18.6972 | 18.503 | -0.07 | -1.1% | -0.35 | -5.5% | 24.2 | 29 | 27.5 | 28.6 | 27.7 | 31.3 | 9 | 13 | 18.2 | 23.8 | [6 empty] | 1 | 1 |  |  | 0 | 0 | 0 | 1 | 0 | 0 | 0 | 0 | 1 | 0
2000-05-23 | 144 | 5279.3333 | 168.404 | 2.2264 | 15.9459 | 15.5959 | 159.1418 | #N/A | 136.136 | 18.4797 | 17.0786 | 16.7601 | 16.9255 | 16.6172 | 19.0348 | 19.0348 | 18.6848 | 18.7867 | 18.5902 | -0.07 | -1.1% | -0.35 | -5.5% | 24.2 | 29 | 27.5 | 28.6 | 27.7 | 31.3 | 9 | 13 | 18.2 | 23.8 | [6 empty] | 1 | 1 |  |  | 0 | 0 | 0 | 1 | 0 | 0 | 0 | 0 | 1 | 0
2000-05-24 | 145 | 5279.3333 | 171.8658 | 2.2352 | 16.0577 | 15.7077 | 162.4132 | #N/A | 136.136 | 18.5505 | 17.1595 | 16.8391 | 17.004 | 16.6937 | 19.1338 | 19.1338 | 18.7838 | 18.876 | 18.6774 | -0.07 | -1.1% | -0.35 | -5.5% | 24.2 | 29 | 27.5 | 28.6 | 27.7 | 31.3 | 9 | 13 | 18.2 | 23.8 | [6 empty] | 1 | 1 |  |  | 0 | 0 | 0 | 1 | 0 | 0 | 0 | 0 | 1 | 0
2000-05-25 | 146 | 5279.3333 | 175.3276 | 2.2439 | 16.1686 | 15.8186 | 165.6846 | #N/A | 136.136 | 18.6215 | 17.2407 | 16.9187 | 17.0829 | 16.7707 | 19.2319 | 19.2319 | 18.8819 | 18.9651 | 18.7645 | -0.07 | -1.1% | -0.35 | -5.5% | 24.2 | 29 | 27.5 | 28.6 | 27.7 | 31.3 | 9 | 13 | 18.2 | 23.8 | [6 empty] | 1 | 1 |  |  | 0 | 0 | 0 | 1 | 0 | 0 | 0 | 0 | 1 | 0
2000-05-26 | 147 | 5279.3333 | 178.7894 | 2.2523 | 16.2788 | 15.9288 | 168.956 | #N/A | 136.136 | 18.6926 | 17.3222 | 16.9988 | 17.162 | 16.8482 | 19.3292 | 19.3292 | 18.9792 | 19.054 | 18.8514 | -0.07 | -1.1% | -0.35 | -5.5% | 24.2 | 29 | 27.5 | 28.6 | 27.7 | 31.3 | 9 | 13 | 18.2 | 23.8 | [6 empty] | 1 | 1 |  |  | 0 | 0 | 0 | 1 | 0 | 0 | 0 | 0 | 1 | 0
2000-05-27 | 148 | 5279.3333 | 182.2512 | 2.2607 | 16.3881 | 16.0381 | 172.2274 | #N/A | 136.136 | 18.7639 | 17.4039 | 17.0793 | 17.2414 | 16.9263 | 19.4258 | 19.4258 | 19.0758 | 19.1427 | 18.9381 | -0.07 | -1.1% | -0.35 | -5.5% | 24.2 | 29 | 27.5 | 28.6 | 27.7 | 31.3 | 9 | 13 | 18.2 | 23.8 | [6 empty] | 1 | 1 |  |  | 0 | 0 | 0 | 1 | 0 | 0 | 0 | 0 | 1 | 0
2000-05-28 | 149 | 5279.3333 | 185.713 | 2.2688 | 16.4965 | 16.1465 | 175.4988 | #N/A | 136.136 | 18.8352 | 17.4857 | 17.1601 | 17.321 | 17.0047 | 19.5214 | 19.5214 | 19.1714 | 19.2312 | 19.0245 | -0.07 | -1.1% | -0.35 | -5.5% | 24.2 | 29 | 27.5 | 28.6 | 27.7 | 31.3 | 9 | 13 | 18.2 | 23.8 | [6 empty] | 1 | 1 |  |  | 0 | 0 | 0 | 1 | 0 | 0 | 0 | 0 | 1 | 0
2000-05-29 | 150 | 5279.3333 | 189.1748 | 2.2769 | 16.6041 | 16.2541 | 178.7702 | #N/A | 136.136 | 18.9065 | 17.5676 | 17.2412 | 17.4008 | 17.0834 | 19.6163 | 19.6163 | 19.2663 | 19.3193 | 19.1108 | -0.07 | -1.1% | -0.35 | -5.5% | 24.2 | 29 | 27.5 | 28.6 | 27.7 | 31.3 | 9 | 13 | 18.2 | 23.8 | [6 empty] | 1 | 1 |  |  | 0 | 0 | 0 | 1 | 0 | 0 | 0 | 0 | 1 | 0
2000-05-30 | 151 | 5279.3333 | 192.6366 | 2.2847 | 16.7109 | 16.3609 | 182.0416 | #N/A | 136.136 | 18.9779 | 17.6496 | 17.3226 | 17.4806 | 17.1625 | 19.7103 | 19.7103 | 19.3603 | 19.407 | 19.1967 | -0.07 | -1.1% | -0.35 | -5.5% | 24.2 | 29 | 27.5 | 28.6 | 27.7 | 31.3 | 9 | 13 | 18.2 | 23.8 | [6 empty] | 1 | 1 |  |  | 0 | 0 | 0 | 1 | 0 | 0 | 0 | 0 | 1 | 0
2000-05-31 | 152 | 5279.3333 | 196.0984 | 2.2925 | 16.8168 | 16.4668 | 185.313 | #N/A | 136.136 | 19.0493 | 17.7316 | 17.4042 | 17.5605 | 17.2418 | 19.8035 | 19.8035 | 19.4535 | 19.4945 | 19.2823 | -0.07 | -1.1% | -0.35 | -5.5% | 24.2 | 29 | 27.5 | 28.6 | 27.7 | 31.3 | 9 | 13 | 18.2 | 23.8 | [6 empty] | 1 | 1 |  |  | 0 | 0 | 0 | 1 | 0 | 0 | 0 | 0 | 1 | 0
2000-06-01 | 153 | 5279.3333 | 199.5602 | 2.3001 | 16.9218 | 18.0218 | 164.6371 | #N/A | 136.136 | 19.1207 | 17.8135 | 17.4859 | 18.5192 | 17.3213 | 19.8958 | 19.8958 | 20.9958 | 19.5815 | 20.1471 | 0.22 | -3.5% | 1.1 | -17.5% | 24.2 | 29 | 27.5 | 28.6 | 27.7 | 31.3 | 17 | 21.2 | 18.2 | 23.8 | [6 empty] | 1 |  |  |  | 0 | 0 | 0 | 1 | 0 | 0 | 0 | 0 | 0 | 0
2000-06-02 | 154 | 5279.3333 | 203.022 | 2.3075 | 17.0259 | 18.1259 | 167.4931 | #N/A | 136.136 | 19.192 | 17.8954 | 17.5677 | 18.6039 | 17.5265 | 19.9873 | 19.9873 | 21.0873 | 19.6681 | 20.2375 | 0.22 | -3.5% | 1.1 | -17.5% | 24.2 | 29 | 27.5 | 28.6 | 27.7 | 31.3 | 17 | 21.2 | 18.2 | 23.8 | [6 empty] | 1 |  |  |  | 0 | 0 | 0 | 1 | 0 | 0 | 0 | 0 | 0 | 0
2000-06-03 | 155 | 5279.3333 | 206.4838 | 2.3149 | 17.1291 | 18.2291 | 170.3491 | #N/A | 136.136 | 19.2633 | 17.9771 | 17.6496 | 18.6885 | 17.7325 | 20.0779 | 20.0779 | 21.1779 | 19.7542 | 20.3275 | 0.22 | -3.5% | 1.1 | -17.5% | 24.2 | 29 | 27.5 | 28.6 | 27.7 | 31.3 | 17 | 21.2 | 18.2 | 23.8 | [6 empty] | 1 |  |  |  | 0 | 0 | 0 | 1 | 0 | 0 | 0 | 0 | 0 | 0
2000-06-04 | 156 | 5279.3333 | 209.9456 | 2.3221 | 17.2315 | 18.3315 | 173.2051 | #N/A | 136.136 | 19.3344 | 18.0587 | 17.7315 | 18.7728 | 17.9392 | 20.1677 | 20.1677 | 21.2677 | 19.8399 | 20.4169 | 0.22 | -3.5% | 1.1 | -17.5% | 24.2 | 29 | 27.5 | 28.6 | 27.7 | 31.3 | 17 | 21.2 | 18.2 | 23.8 | [6 empty] | 1 |  |  |  | 0 | 0 | 0 | 1 | 0 | 0 | 0 | 0 | 0 | 0
2000-06-05 | 157 | 5279.3333 | 213.4074 | 2.3292 | 17.3329 | 18.4329 | 176.0611 | #N/A | 136.136 | 19.4054 | 18.1401 | 17.8134 | 18.857 | 18.1466 | 20.2565 | 20.2565 | 21.3565 | 19.9251 | 20.5057 | 0.22 | -3.5% | 1.1 | -17.5% | 24.2 | 29 | 27.5 | 28.6 | 27.7 | 31.3 | 17 | 21.2 | 18.2 | 23.8 | [6 empty] | 1 |  |  |  | 0 | 0 | 0 | 1 | 0 | 0 | 0 | 0 | 0 | 0
2000-06-06 | 158 | 5279.3333 | 216.8692 | 2.3362 | 17.4334 | 18.5334 | 178.9171 | #N/A | 136.136 | 19.4763 | 18.2212 | 17.8951 | 18.9408 | 18.3546 | 20.3445 | 20.3445 | 21.4445 | 20.0097 | 20.594 | 0.22 | -3.5% | 1.1 | -17.5% | 24.2 | 29 | 27.5 | 28.6 | 27.7 | 31.3 | 17 | 21.2 | 18.2 | 23.8 | [6 empty] | 1 |  |  |  | 0 | 0 | 0 | 1 | 0 | 0 | 0 | 0 | 0 | 0
2000-06-07 | 159 | 5279.3333 | 220.331 | 2.3431 | 17.533 | 18.633 | 181.773 | #N/A | 136.136 | 19.547 | 18.3021 | 17.9768 | 19.0244 | 18.5632 | 20.4316 | 20.4316 | 21.5316 | 20.0938 | 20.6818 | 0.22 | -3.5% | 1.1 | -17.5% | 24.2 | 29 | 27.5 | 28.6 | 27.7 | 31.3 | 17 | 21.2 | 18.2 | 23.8 | [6 empty] | 1 |  |  |  | 0 | 0 | 0 | 1 | 0 | 0 | 0 | 0 | 0 | 0
2000-06-08 | 160 | 5279.3333 | 223.7928 | 2.3498 | 17.6316 | 18.7316 | 184.629 | #N/A | 136.136 | 19.6175 | 18.3827 | 18.0583 | 19.1076 | 18.7724 | 20.5178 | 20.5178 | 21.6178 | 20.1773 | 20.7688 | 0.22 | -3.5% | 1.1 | -17.5% | 24.2 | 29 | 27.5 | 28.6 | 27.7 | 31.3 | 17 | 21.2 | 18.2 | 23.8 | [6 empty] | 1 |  |  |  | 0 | 0 | 0 | 1 | 0 | 0 | 0 | 0 | 0 | 0
2000-06-09 | 161 | 5279.3333 | 227.2545 | 2.3565 | 17.7294 | 18.8294 | 187.485 | #N/A | 136.136 | 19.6877 | 18.463 | 18.1396 | 19.1904 | 18.8564 | 20.6031 | 20.6031 | 21.7031 | 20.2602 | 20.8553 | 0.22 | -3.5% | 1.1 | -17.5% | 24.2 | 29 | 27.5 | 28.6 | 27.7 | 31.3 | 17 | 21.2 | 18.2 | 23.8 | [6 empty] | 1 |  |  |  | 0 | 0 | 0 | 1 | 0 | 0 | 0 | 0 | 0 | 0
2000-06-10 | 162 | 5279.3333 | 230.7163 | 2.3631 | 17.8261 | 18.9261 | 190.341 | #N/A | 136.136 | 19.7577 | 18.5429 | 18.2207 | 19.2729 | 18.9402 | 20.6875 | 20.6875 | 21.7875 | 20.3424 | 20.9411 | 0.22 | -3.5% | 1.1 | -17.5% | 24.2 | 29 | 27.5 | 28.6 | 27.7 | 31.3 | 17 | 21.2 | 18.2 | 23.8 | [6 empty] | 1 |  | 1 |  | 0 | 0 | 0 | 1 | 1 | 0 | 0 | 0 | 0 | 0
2000-06-11 | 163 | 5279.3333 | 234.1781 | 2.3695 | 17.922 | 19.022 | 193.197 | #N/A | 136.136 | 19.8273 | 18.6224 | 18.3015 | 19.3549 | 19.0237 | 20.7709 | 20.7709 | 21.8709 | 20.424 | 21.0262 | 0.22 | -3.5% | 1.1 | -17.5% | 24.2 | 29 | 27.5 | 28.6 | 27.7 | 31.3 | 17 | 21.2 | 18.2 | 23.8 | [6 empty] | 1 |  | 1 |  | 0 | 0 | 0 | 1 | 1 | 0 | 0 | 0 | 0 | 0
2000-06-12 | 164 | 5279.3333 | 237.6399 | 2.3759 | 18.0168 | 19.1168 | 196.053 | #N/A | 136.136 | 19.8967 | 18.7015 | 18.3821 | 19.4364 | 19.1069 | 20.8534 | 20.8534 | 21.9534 | 20.505 | 21.1105 | 0.22 | -3.5% | 1.1 | -17.5% | 24.2 | 29 | 27.5 | 28.6 | 27.7 | 31.3 | 17 | 21.2 | 18.2 | 23.8 | [6 empty] | 1 |  | 1 |  | 0 | 0 | 0 | 1 | 1 | 0 | 0 | 0 | 0 | 0
2000-06-13 | 165 | 5279.3333 | 241.1017 | 2.3822 | 18.1107 | 19.2107 | 198.9089 | #N/A | 136.136 | 19.9657 | 18.7801 | 18.4623 | 19.5175 | 19.1896 | 20.935 | 20.935 | 22.035 | 20.5852 | 21.1942 | 0.22 | -3.5% | 1.1 | -17.5% | 24.2 | 29 | 27.5 | 28.6 | 27.7 | 31.3 | 17 | 21.2 | 18.2 | 23.8 | [6 empty] | 1 |  | 1 |  | 0 | 0 | 0 | 1 | 1 | 0 | 0 | 0 | 0 | 0
2000-06-14 | 166 | 5279.3333 | 244.5635 | 2.3884 | 18.2036 | 19.3036 | 201.7649 | 136.136 | 136.136 | 20.0343 | 18.8582 | 18.5421 | 19.598 | 19.272 | 21.0156 | 21.0156 | 22.1156 | 20.6647 | 21.277 | 0.22 | -3.5% | 1.1 | -17.5% | 24.2 | 29 | 27.5 | 28.6 | 27.7 | 31.3 | 17 | 21.2 | 18.2 | 23.8 | [6 empty] | 1 |  | 1 |  | 0 | 0 | 0 | 1 | 1 | 0 | 0 | 0 | 0 | 0
2000-06-15 | 167 | 5279.3333 | 241.9056 | 2.3836 | 18.318 | 19.418 | 199.5721 | #N/A | 136.136 | 20.1025 | 18.9606 | 18.6216 | 19.6955 | 19.3539 | 21.1319 | 21.1319 | 22.2319 | 20.7612 | 21.3683 | 0.22 | -3.5% | 1.1 | -17.5% | 24.2 | 29 | 27.5 | 28.6 | 27.7 | 31.3 | 17 | 21.2 | 18.2 | 23.8 | [6 empty] | 1 |  | 1 |  | 0 | 0 | 0 | 1 | 1 | 0 | 0 | 0 | 0 | 0
2000-06-16 | 168 | 5279.3333 | 239.2477 | 2.3788 | 18.4311 | 19.5311 | 197.3793 | #N/A | 136.136 | 20.1702 | 19.0618 | 18.7041 | 19.792 | 19.4379 | 21.2468 | 21.2468 | 22.3468 | 20.8564 | 21.4583 | 0.22 | -3.5% | 1.1 | -17.5% | 24.2 | 29 | 27.5 | 28.6 | 27.7 | 31.3 | 17 | 21.2 | 18.2 | 23.8 | [6 empty] | 1 |  | 1 |  | 0 | 0 | 0 | 1 | 1 | 0 | 0 | 0 | 0 | 0
2000-06-17 | 169 | 5279.3333 | 236.5897 | 2.374 | 18.543 | 19.643 | 195.1865 | #N/A | 136.136 | 20.2375 | 19.1619 | 18.7897 | 19.8873 | 19.5239 | 21.3604 | 21.3604 | 22.4604 | 20.9502 | 21.547 | 0.22 | -3.5% | 1.1 | -17.5% | 24.2 | 29 | 27.5 | 28.6 | 27.7 | 31.3 | 17 | 21.2 | 18.2 | 23.8 | [6 empty] | 1 |  | 1 |  | 0 | 0 | 0 | 1 | 1 | 0 | 0 | 0 | 0 | 0
2000-06-18 | 170 | 5279.3333 | 233.9318 | 2.3691 | 18.6536 | 19.7536 | 192.9937 | #N/A | 136.136 | 20.3043 | 19.2608 | 18.8781 | 19.9814 | 19.6116 | 21.4725 | 21.4725 | 22.5725 | 21.0427 | 21.6343 | 0.22 | -3.5% | 1.1 | -17.5% | 24.2 | 29 | 27.5 | 28.6 | 27.7 | 31.3 | 17 | 21.2 | 18.2 | 23.8 | [6 empty] | 1 |  | 1 |  | 0 | 0 | 0 | 1 | 1 | 0 | 0 | 0 | 0 | 0
2000-06-19 | 171 | 5279.3333 | 231.2738 | 2.3641 | 18.7628 | 19.8628 | 190.8009 | #N/A | 136.136 | 20.3705 | 19.3585 | 18.9693 | 20.0742 | 19.7011 | 21.5832 | 21.5832 | 22.6832 | 21.1339 | 21.7202 | 0.22 | -3.5% | 1.1 | -17.5% | 24.2 | 29 | 27.5 | 28.6 | 27.7 | 31.3 | 17 | 21.2 | 18.2 | 23.8 | [6 empty] | 1 |  | 1 |  | 0 | 0 | 0 | 1 | 1 | 0 | 0 | 0 | 0 | 0
2000-06-20 | 172 | 5279.3333 | 228.6159 | 2.3591 | 18.8707 | 19.9707 | 188.6081 | #N/A | 136.136 | 20.4362 | 19.455 | 19.0631 | 20.1658 | 19.7923 | 21.6924 | 21.6924 | 22.7924 | 21.2236 | 21.8047 | 0.22 | -3.5% | 1.1 | -17.5% | 24.2 | 29 | 27.5 | 28.6 | 27.7 | 31.3 | 17 | 21.2 | 18.2 | 23.8 | [6 empty] | 1 | 1 | 1 |  | 0 | 0 | 0 | 1 | 1 | 0 | 0 | 0 | 1 | 0
2000-06-21 | 173 | 5279.3333 | 225.9579 | 2.354 | 18.9771 | 20.0771 | 186.4153 | #N/A | 136.136 | 20.5013 | 19.5502 | 19.1596 | 20.2561 | 19.8849 | 21.8001 | 21.8001 | 22.9001 | 21.3118 | 21.8877 | 0.22 | -3.5% | 1.1 | -17.5% | 24.2 | 29 | 27.5 | 28.6 | 27.7 | 31.3 | 17 | 21.2 | 18.2 | 23.8 | [6 empty] | 1 | 1 | 1 |  | 0 | 0 | 0 | 1 | 1 | 0 | 0 | 0 | 1 | 0
2000-06-22 | 174 | 5279.3333 | 223.3 | 2.3489 | 19.0821 | 20.1821 | 184.2225 | #N/A | 136.136 | 20.5658 | 19.644 | 19.2584 | 20.3451 | 19.9789 | 21.9062 | 21.9062 | 23.0062 | 21.3985 | 21.9692 | 0.22 | -3.5% | 1.1 | -17.5% | 24.2 | 29 | 27.5 | 28.6 | 27.7 | 31.3 | 17 | 21.2 | 18.2 | 23.8 | [6 empty] | 1 | 1 | 1 |  | 0 | 0 | 0 | 1 | 1 | 0 | 0 | 0 | 1 | 0
2000-06-23 | 175 | 5279.3333 | 220.6421 | 2.3437 | 19.1855 | 20.2855 | 182.0297 | #N/A | 136.136 | 20.6296 | 19.7365 | 19.356 | 20.4327 | 20.0717 | 22.0107 | 22.0107 | 23.1107 | 21.4838 | 22.0491 | 0.22 | -3.5% | 1.1 | -17.5% | 24.2 | 29 | 27.5 | 28.6 | 27.7 | 31.3 | 17 | 21.2 | 18.2 | 23.8 | [6 empty] | 1 | 1 | 1 |  | 0 | 0 | 0 | 1 | 1 | 0 | 0 | 0 | 1 | 0
2000-06-24 | 176 | 5279.3333 | 217.9841 | 2.3384 | 19.2873 | 20.3873 | 179.8369 | #N/A | 136.136 | 20.6928 | 19.8277 | 19.4524 | 20.519 | 20.1632 | 22.1136 | 22.1136 | 23.2136 | 21.5674 | 22.1275 | 0.22 | -3.5% | 1.1 | -17.5% | 24.2 | 29 | 27.5 | 28.6 | 27.7 | 31.3 | 17 | 21.2 | 18.2 | 23.8 | [6 empty] | 1 | 1 | 1 |  | 0 | 0 | 0 | 1 | 1 | 0 | 0 | 0 | 1 | 0
2000-06-25 | 177 | 5279.3333 | 215.3262 | 2.3331 | 19.3876 | 20.4876 | 177.6441 | #N/A | 136.136 | 20.7553 | 19.9174 | 19.5475 | 20.6037 | 20.2535 | 22.2148 | 22.2148 | 23.3148 | 21.6495 | 22.2043 | 0.22 | -3.5% | 1.1 | -17.5% | 24.2 | 29 | 27.5 | 28.6 | 27.7 | 31.3 | 17 | 21.2 | 18.2 | 23.8 | [6 empty] | 1 | 1 | 1 |  | 0 | 0 | 0 | 1 | 1 | 0 | 0 | 0 | 1 | 0
2000-06-26 | 178 | 5279.3333 | 212.6682 | 2.3277 | 19.4862 | 20.5862 | 175.4513 | #N/A | 136.136 | 20.817 | 20.0056 | 19.6413 | 20.6871 | 20.3424 | 22.3142 | 22.3142 | 23.4142 | 21.7299 | 22.2795 | 0.22 | -3.5% | 1.1 | -17.5% | 24.2 | 29 | 27.5 | 28.6 | 27.7 | 31.3 | 17 | 21.2 | 18.2 | 23.8 | [6 empty] | 1 | 1 | 1 |  | 0 | 0 | 0 | 1 | 1 | 0 | 0 | 0 | 1 | 0
2000-06-27 | 179 | 5279.3333 | 210.0103 | 2.3222 | 19.5831 | 20.6831 | 173.2585 | #N/A | 136.136 | 20.878 | 20.0924 | 19.7338 | 20.7689 | 20.4299 | 22.4119 | 22.4119 | 23.5119 | 21.8086 | 22.353 | 0.22 | -3.5% | 1.1 | -17.5% | 24.2 | 29 | 27.5 | 28.6 | 27.7 | 31.3 | 17 | 21.2 | 18.2 | 23.8 | [6 empty] | 1 | 1 | 1 |  | 0 | 0 | 0 | 1 | 1 | 0 | 0 | 0 | 1 | 0
2000-06-28 | 180 | 5279.3333 | 207.3523 | 2.3167 | 19.6783 | 20.7783 | 171.0657 | #N/A | 136.136 | 20.9382 | 20.1776 | 19.8248 | 20.8492 | 20.5161 | 22.5078 | 22.5078 | 23.6078 | 21.8857 | 22.4248 | 0.22 | -3.5% | 1.1 | -17.5% | 24.2 | 29 | 27.5 | 28.6 | 27.7 | 31.3 | 17 | 21.2 | 18.2 | 23.8 | [6 empty] | 1 | 1 | 1 |  | 0 | 0 | 0 | 1 | 1 | 0 | 0 | 0 | 1 | 0
2000-06-29 | 181 | 5279.3333 | 204.6944 | 2.3111 | 19.7717 | 20.8717 | 168.8729 | #N/A | 136.136 | 20.9976 | 20.2613 | 19.9145 | 20.9279 | 20.6008 | 22.6018 | 22.6018 | 23.7018 | 21.961 | 22.4948 | 0.22 | -3.5% | 1.1 | -17.5% | 24.2 | 29 | 27.5 | 28.6 | 27.7 | 31.3 | 17 | 21.2 | 18.2 | 23.8 | [6 empty] | 1 | 1 | 1 |  | 0 | 0 | 0 | 1 | 1 | 0 | 0 | 0 | 1 | 0
2000-06-30 | 182 | 5279.3333 | 202.0365 | 2.3054 | 19.8632 | 20.9632 | 166.6801 | #N/A | 136.136 | 21.0562 | 20.3434 | 20.0026 | 21.005 | 20.6841 | 22.6939 | 22.6939 | 23.7939 | 22.0346 | 22.5631 | 0.22 | -3.5% | 1.1 | -17.5% | 24.2 | 29 | 27.5 | 28.6 | 27.7 | 31.3 | 17 | 21.2 | 18.2 | 23.8 | [6 empty] | 1 | 1 | 1 |  | 0 | 0 | 0 | 1 | 1 | 0 | 0 | 0 | 1 | 0
2000-07-01 | 183 | 5279.3333 | 199.3785 | 2.2997 | 19.9528 | 21.0528 | 164.4873 | #N/A | 136.136 | 21.1138 | 20.4239 | 20.0893 | 21.0805 | 20.7658 | 22.784 | 22.784 | 23.884 | 22.1063 | 22.6295 | 0.22 | -3.5% | 1.1 | -17.5% | 24.2 | 29 | 27.5 | 28.6 | 27.7 | 31.3 | 17 | 21.2 | 18.2 | 23.8 | [6 empty] | 1 | 1 | 1 |  | 0 | 0 | 0 | 1 | 1 | 0 | 0 | 0 | 1 | 0
2000-07-02 | 184 | 5279.3333 | 196.7206 | 2.2938 | 20.0405 | 21.1405 | 162.2945 | #N/A | 136.136 | 21.1706 | 20.5027 | 20.1745 | 21.1543 | 20.846 | 22.8722 | 22.8722 | 23.9722 | 22.1762 | 22.6942 | 0.22 | -3.5% | 1.1 | -17.5% | 24.2 | 29 | 27.5 | 28.6 | 27.7 | 31.3 | 17 | 21.2 | 18.2 | 23.8 | [6 empty] | 1 | 1 | 1 |  | 0 | 0 | 0 | 1 | 1 | 0 | 0 | 0 | 1 | 0
2000-07-03 | 185 | 5279.3333 | 194.0626 | 2.2879 | 20.1262 | 21.2262 | 160.1017 | #N/A | 136.136 | 21.2265 | 20.5799 | 20.2582 | 21.2264 | 20.9247 | 22.9583 | 22.9583 | 24.0583 | 22.2443 | 22.7569 | 0.22 | -3.5% | 1.1 | -17.5% | 24.2 | 29 | 27.5 | 28.6 | 27.7 | 31.3 | 17 | 21.2 | 18.2 | 23.8 | [6 empty] | 1 | 1 | 1 |  | 0 | 0 | 0 | 1 | 1 | 0 | 0 | 0 | 1 | 0
2000-07-04 | 186 | 5279.3333 | 191.4047 | 2.282 | 20.2099 | 21.3099 | 157.9089 | #N/A | 136.136 | 21.2814 | 20.6553 | 20.3402 | 21.2967 | 21.0017 | 23.0423 | 23.0423 | 24.1423 | 22.3104 | 22.8178 | 0.22 | -3.5% | 1.1 | -17.5% | 24.2 | 29 | 27.5 | 28.6 | 27.7 | 31.3 | 17 | 21.2 | 18.2 | 23.8 | [6 empty] | 1 | 1 | 1 |  | 0 | 0 | 0 | 1 | 1 | 0 | 0 | 0 | 1 | 0
2000-07-05 | 187 | 5279.3333 | 188.7468 | 2.2759 | 20.2915 | 21.3915 | 155.7161 | #N/A | 136.136 | 21.3354 | 20.7289 | 20.4206 | 21.3653 | 21.0771 | 23.1242 | 23.1242 | 24.2242 | 22.3746 | 22.8767 | 0.22 | -3.5% | 1.1 | -17.5% | 24.2 | 29 | 27.5 | 28.6 | 27.7 | 31.3 | 17 | 21.2 | 18.2 | 23.8 | [6 empty] | 1 | 1 | 1 |  | 0 | 0 | 0 | 1 | 1 | 0 | 0 | 0 | 1 | 0
2000-07-06 | 188 | 5279.3333 | 186.0888 | 2.2697 | 20.3709 | 21.4709 | 153.5233 | #N/A | 136.136 | 21.3883 | 20.8008 | 20.4993 | 21.4321 | 21.1508 | 23.2039 | 23.2039 | 24.3039 | 22.4369 | 22.9336 | 0.22 | -3.5% | 1.1 | -17.5% | 24.2 | 29 | 27.5 | 28.6 | 27.7 | 31.3 | 17 | 21.2 | 18.2 | 23.8 | [6 empty] | 1 | 1 | 1 |  | 0 | 0 | 0 | 1 | 1 | 0 | 0 | 0 | 1 | 0
2000-07-07 | 189 | 5279.3333 | 183.4309 | 2.2635 | 20.4481 | 21.5481 | 151.3305 | #N/A | 136.136 | 21.4403 | 20.8708 | 20.5764 | 21.4971 | 21.2229 | 23.2814 | 23.2814 | 24.3814 | 22.4971 | 22.9886 | 0.22 | -3.5% | 1.1 | -17.5% | 24.2 | 29 | 27.5 | 28.6 | 27.7 | 31.3 | 17 | 21.2 | 18.2 | 23.8 | [6 empty] | 1 | 1 | 1 |  | 0 | 0 | 0 | 1 | 1 | 0 | 0 | 0 | 1 | 0
2000-07-08 | 190 | 5279.3333 | 180.7729 | 2.2571 | 20.5231 | 21.6231 | 149.1377 | #N/A | 136.136 | 21.4912 | 20.939 | 20.6517 | 21.5602 | 21.2932 | 23.3566 | 23.3566 | 24.4566 | 22.5553 | 23.0415 | 0.22 | -3.5% | 1.1 | -17.5% | 24.2 | 29 | 27.5 | 28.6 | 27.7 | 31.3 | 17 | 21.2 | 18.2 | 23.8 | [6 empty] | 1 | 1 | 1 |  | 0 | 0 | 0 | 1 | 1 | 0 | 0 | 0 | 1 | 0
2000-07-09 | 191 | 5279.3333 | 178.115 | 2.2507 | 20.5958 | 21.6958 | 146.9449 | #N/A | 136.136 | 21.541 | 21.0053 | 20.7253 | 21.6214 | 21.3617 | 23.4295 | 23.4295 | 24.5295 | 22.6114 | 23.0923 | 0.22 | -3.5% | 1.1 | -17.5% | 24.2 | 29 | 27.5 | 28.6 | 27.7 | 31.3 | 17 | 21.2 | 18.2 | 23.8 | [6 empty] | 1 | 1 | 1 |  | 0 | 0 | 0 | 1 | 1 | 0 | 0 | 0 | 1 | 0
2000-07-10 | 192 | 5279.3333 | 175.457 | 2.2442 | 20.6662 | 21.7662 | 144.7521 | #N/A | 136.136 | 21.5897 | 21.0697 | 20.7971 | 21.6806 | 21.4284 | 23.5001 | 23.5001 | 24.6001 | 22.6654 | 23.1411 | 0.22 | -3.5% | 1.1 | -17.5% | 24.2 | 29 | 27.5 | 28.6 | 27.7 | 31.3 | 17 | 21.2 | 18.2 | 23.8 | [6 empty] | 1 | 1 | 1 |  | 0 | 0 | 0 | 1 | 1 | 0 | 0 | 0 | 1 | 0
2000-07-11 | 193 | 5279.3333 | 172.7991 | 2.2375 | 20.7341 | 21.8341 | 142.5593 | #N/A | 136.136 | 21.6373 | 21.1321 | 20.8671 | 21.738 | 21.4933 | 23.5682 | 23.5682 | 24.6682 | 22.7173 | 23.1877 | 0.22 | -3.5% | 1.1 | -17.5% | 24.2 | 29 | 27.5 | 28.6 | 27.7 | 31.3 | 17 | 21.2 | 18.2 | 23.8 | [6 empty] | 1 | 1 | 1 |  | 0 | 0 | 0 | 1 | 1 | 0 | 0 | 0 | 1 | 0
2000-07-12 | 194 | 5279.3333 | 170.1412 | 2.2308 | 20.7996 | 21.8996 | 140.3665 | #N/A | 136.136 | 21.6838 | 21.1926 | 20.9352 | 21.7933 | 21.5564 | 23.6338 | 23.6338 | 24.7338 | 22.7671 | 23.2321 | 0.22 | -3.5% | 1.1 | -17.5% | 24.2 | 29 | 27.5 | 28.6 | 27.7 | 31.3 | 17 | 21.2 | 18.2 | 23.8 | [6 empty] | 1 | 1 | 1 |  | 0 | 0 | 0 | 1 | 1 | 0 | 0 | 0 | 1 | 0
2000-07-13 | 195 | 5279.3333 | 167.4832 | 2.224 | 20.8625 | 21.9625 | 138.1737 | #N/A | 136.136 | 21.7291 | 21.2511 | 21.0015 | 21.8467 | 21.6175 | 23.697 | 23.697 | 24.797 | 22.8146 | 23.2744 | 0.22 | -3.5% | 1.1 | -17.5% | 24.2 | 29 | 27.5 | 28.6 | 27.7 | 31.3 | 17 | 21.2 | 18.2 | 23.8 | [6 empty] | 1 | 1 | 1 |  | 0 | 0 | 0 | 1 | 1 | 0 | 0 | 0 | 1 | 0
2000-07-14 | 196 | 5279.3333 | 164.8253 | 2.217 | 20.9229 | 22.0229 | 135.9809 | 136.136 | 136.136 | 21.7733 | 21.3075 | 21.0658 | 21.898 | 21.6767 | 23.7575 | 23.7575 | 24.8575 | 22.86 | 23.3145 | 0.22 | -3.5% | 1.1 | -17.5% | 24.2 | 29 | 27.5 | 28.6 | 27.7 | 31.3 | 17 | 21.2 | 18.2 | 23.8 | [6 empty] | 1 | 1 | 1 |  | 0 | 0 | 0 | 1 | 1 | 0 | 0 | 0 | 1 | 0
2000-07-15 | 197 | 5279.3333 | 162.4616 | 2.2108 | 20.9793 | 22.0793 | 134.0308 | #N/A | 136.136 | 21.8162 | 21.3609 | 21.1282 | 21.9467 | 21.734 | 23.8133 | 23.8133 | 24.9133 | 22.9028 | 23.3527 | 0.22 | -3.5% | 1.1 | -17.5% | 24.2 | 29 | 27.5 | 28.6 | 27.7 | 31.3 | 17 | 21.2 | 18.2 | 23.8 | [6 empty] | 1 | 1 | 1 |  | 0 | 0 | 0 | 1 | 1 | 0 | 0 | 0 | 1 | 0
2000-07-16 | 198 | 5279.3333 | 160.098 | 2.2044 | 21.0331 | 22.1331 | 132.0808 | #N/A | 136.136 | 21.8579 | 21.4121 | 21.1884 | 21.9934 | 21.7892 | 23.8663 | 23.8663 | 24.9663 | 22.9433 | 23.3886 | 0.22 | -3.5% | 1.1 | -17.5% | 24.2 | 29 | 27.5 | 28.6 | 27.7 | 31.3 | 17 | 21.2 | 18.2 | 23.8 | [6 empty] | 1 | 1 | 1 |  | 0 | 0 | 0 | 1 | 1 | 0 | 0 | 0 | 1 | 0
2000-07-17 | 199 | 5279.3333 | 157.7343 | 2.1979 | 21.0841 | 22.1841 | 130.1308 | #N/A | 136.136 | 21.8984 | 21.4613 | 21.2466 | 22.038 | 21.8424 | 23.9166 | 23.9166 | 25.0166 | 22.9816 | 23.4223 | 0.22 | -3.5% | 1.1 | -17.5% | 24.2 | 29 | 27.5 | 28.6 | 27.7 | 31.3 | 17 | 21.2 | 18.2 | 23.8 | [6 empty] | 1 | 1 | 1 |  | 0 | 0 | 0 | 1 | 1 | 0 | 0 | 0 | 1 | 0
2000-07-18 | 200 | 5279.3333 | 155.3707 | 2.1914 | 21.1323 | 22.2323 | 128.1808 | #N/A | 136.136 | 21.9376 | 21.5084 | 21.3025 | 22.0805 | 21.8934 | 23.9641 | 23.9641 | 25.0641 | 23.0177 | 23.4538 | 0.22 | -3.5% | 1.1 | -17.5% | 24.2 | 29 | 27.5 | 28.6 | 27.7 | 31.3 | 17 | 21.2 | 18.2 | 23.8 | [6 empty] | 1 | 1 | 1 |  | 0 | 0 | 0 | 1 | 1 | 0 | 0 | 0 | 1 | 0
2000-07-19 | 201 | 5279.3333 | 153.007 | 2.1847 | 21.1777 | 22.2777 | 126.2308 | #N/A | 136.136 | 21.9755 | 21.5533 | 21.3563 | 22.1209 | 21.9424 | 24.0088 | 24.0088 | 25.1088 | 23.0515 | 23.483 | 0.22 | -3.5% | 1.1 | -17.5% | 24.2 | 29 | 27.5 | 28.6 | 27.7 | 31.3 | 17 | 21.2 | 18.2 | 23.8 | [6 empty] | 1 | 1 | 1 |  | 0 | 0 | 0 | 1 | 1 | 0 | 0 | 0 | 1 | 0
2000-07-20 | 202 | 5279.3333 | 150.6433 | 2.1779 | 21.2201 | 22.3201 | 124.2808 | #N/A | 136.136 | 22.0121 | 21.5961 | 21.4078 | 22.1591 | 21.9892 | 24.0506 | 24.0506 | 25.1506 | 23.0829 | 23.5099 | 0.22 | -3.5% | 1.1 | -17.5% | 24.2 | 29 | 27.5 | 28.6 | 27.7 | 31.3 | 17 | 21.2 | 18.2 | 23.8 | [6 empty] | 1 | 1 | 1 |  | 0 | 0 | 0 | 1 | 1 | 0 | 0 | 0 | 1 | 0
2000-07-21 | 203 | 5279.3333 | 148.2797 | 2.1711 | 21.2596 | 22.3596 | 122.3307 | #N/A | 136.136 | 22.0474 | 21.6367 | 21.4571 | 22.1952 | 22.0338 | 24.0894 | 24.0894 | 25.1894 | 23.112 | 23.5345 | 0.22 | -3.5% | 1.1 | -17.5% | 24.2 | 29 | 27.5 | 28.6 | 27.7 | 31.3 | 17 | 21.2 | 18.2 | 23.8 | [6 empty] | 1 | 1 | 1 |  | 0 | 0 | 0 | 1 | 1 | 0 | 0 | 0 | 1 | 0
2000-07-22 | 204 | 5279.3333 | 145.916 | 2.1641 | 21.2961 | 22.3961 | 120.3807 | #N/A | 136.136 | 22.0814 | 21.6751 | 21.5041 | 22.2291 | 22.0763 | 24.1253 | 24.1253 | 25.2253 | 23.1388 | 23.5568 | 0.22 | -3.5% | 1.1 | -17.5% | 24.2 | 29 | 27.5 | 28.6 | 27.7 | 31.3 | 17 | 21.2 | 18.2 | 23.8 | [6 empty] | 1 | 1 | 1 |  | 0 | 0 | 0 | 1 | 1 | 0 | 0 | 0 | 1 | 0
2000-07-23 | 205 | 5279.3333 | 143.5524 | 2.157 | 21.3295 | 22.4295 | 118.4307 | #N/A | 136.136 | 22.1141 | 21.7114 | 21.549 | 22.2608 | 22.1166 | 24.1581 | 24.1581 | 25.2581 | 23.1632 | 23.5768 | 0.22 | -3.5% | 1.1 | -17.5% | 24.2 | 29 | 27.5 | 28.6 | 27.7 | 31.3 | 17 | 21.2 | 18.2 | 23.8 | [6 empty] | 1 | 1 | 1 |  | 0 | 0 | 0 | 1 | 1 | 0 | 0 | 0 | 1 | 0
2000-07-24 | 206 | 5279.3333 | 141.1887 | 2.1498 | 21.3597 | 22.4597 | 116.4807 | #N/A | 136.136 | 22.1454 | 21.7454 | 21.5918 | 22.2903 | 22.1548 | 24.1878 | 24.1878 | 25.2878 | 23.1852 | 23.5943 | 0.22 | -3.5% | 1.1 | -17.5% | 24.2 | 29 | 27.5 | 28.6 | 27.7 | 31.3 | 17 | 21.2 | 18.2 | 23.8 | [6 empty] | 1 | 1 | 1 |  | 0 | 0 | 0 | 1 | 1 | 0 | 0 | 0 | 1 | 0
2000-07-25 | 207 | 5279.3333 | 138.8251 | 2.1425 | 21.3868 | 22.4868 | 114.5307 | #N/A | 136.136 | 22.1753 | 21.7772 | 21.6323 | 22.3176 | 22.1908 | 24.2144 | 24.2144 | 25.3144 | 23.2048 | 23.6096 | 0.22 | -3.5% | 1.1 | -17.5% | 24.2 | 29 | 27.5 | 28.6 | 27.7 | 31.3 | 17 | 21.2 | 18.2 | 23.8 | [6 empty] | 1 | 1 | 1 |  | 0 | 0 | 0 | 1 | 1 | 0 | 0 | 0 | 1 | 0
2000-07-26 | 208 | 5279.3333 | 136.4614 | 2.135 | 21.4107 | 22.5107 | 112.5807 | #N/A | 136.136 | 22.2038 | 21.8068 | 21.6707 | 22.3427 | 22.2247 | 24.2379 | 24.2379 | 25.3379 | 23.222 | 23.6224 | 0.22 | -3.5% | 1.1 | -17.5% | 24.2 | 29 | 27.5 | 28.6 | 27.7 | 31.3 | 17 | 21.2 | 18.2 | 23.8 | [6 empty] | 1 | 1 | 1 |  | 0 | 0 | 0 | 1 | 1 | 0 | 0 | 0 | 1 | 0
2000-07-27 | 209 | 5279.3333 | 134.0978 | 2.1274 | 21.4313 | 22.5313 | 110.6307 | #N/A | 136.136 | 22.2309 | 21.8341 | 21.7069 | 22.3656 | 22.2564 | 24.258 | 24.258 | 25.358 | 23.2368 | 23.6329 | 0.22 | -3.5% | 1.1 | -17.5% | 24.2 | 29 | 27.5 | 28.6 | 27.7 | 31.3 | 17 | 21.2 | 18.2 | 23.8 | [6 empty] | 1 | 1 | 1 |  | 0 | 0 | 0 | 1 | 1 | 0 | 0 | 0 | 1 | 0
2000-07-28 | 210 | 5279.3333 | 131.7341 | 2.1197 | 21.4485 | 22.5485 | 108.6806 | #N/A | 136.136 | 22.2566 | 21.8592 | 21.7409 | 22.3862 | 22.2859 | 24.275 | 24.275 | 25.375 | 23.2492 | 23.6409 | 0.22 | -3.5% | 1.1 | -17.5% | 24.2 | 29 | 27.5 | 28.6 | 27.7 | 31.3 | 17 | 21.2 | 18.2 | 23.8 | [6 empty] | 1 | 1 | 1 |  | 0 | 0 | 0 | 1 | 1 | 0 | 0 | 0 | 1 | 0
2000-07-29 | 211 | 5279.3333 | 129.3705 | 2.1118 | 21.4624 | 22.5624 | 106.7306 | #N/A | 136.136 | 22.2809 | 21.882 | 21.7727 | 22.4046 | 22.3132 | 24.2886 | 24.2886 | 25.3886 | 23.2591 | 23.6466 | 0.22 | -3.5% | 1.1 | -17.5% | 24.2 | 29 | 27.5 | 28.6 | 27.7 | 31.3 | 17 | 21.2 | 18.2 | 23.8 | [6 empty] | 1 | 1 | 1 |  | 0 | 0 | 0 | 1 | 1 | 0 | 0 | 0 | 1 | 0
2000-07-30 | 212 | 5279.3333 | 127.0068 | 2.1038 | 21.4728 | 22.5728 | 104.7806 | #N/A | 136.136 | 22.3037 | 21.9026 | 21.8023 | 22.4207 | 22.3382 | 24.2988 | 24.2988 | 25.3988 | 23.2666 | 23.6498 | 0.22 | -3.5% | 1.1 | -17.5% | 24.2 | 29 | 27.5 | 28.6 | 27.7 | 31.3 | 17 | 21.2 | 18.2 | 23.8 | [6 empty] | 1 | 1 | 1 |  | 0 | 0 | 0 | 1 | 1 | 0 | 0 | 0 | 1 | 0
2000-07-31 | 213 | 5279.3333 | 124.6431 | 2.0957 | 21.4797 | 22.5797 | 102.8306 | #N/A | 136.136 | 22.3251 | 21.921 | 21.8296 | 22.4346 | 22.3611 | 24.3056 | 24.3056 | 25.4056 | 23.2717 | 23.6507 | 0.22 | -3.5% | 1.1 | -17.5% | 24.2 | 29 | 27.5 | 28.6 | 27.7 | 31.3 | 17 | 21.2 | 18.2 | 23.8 | [6 empty] | 1 | 1 | 1 |  | 0 | 0 | 0 | 1 | 1 | 0 | 0 | 0 | 1 | 0
2000-08-01 | 214 | 5279.3333 | 122.2795 | 2.0874 | 21.4831 | 22.5831 | 100.8806 | #N/A | 136.136 | 22.345 | 21.9372 | 21.8547 | 22.4463 | 22.3817 | 24.309 | 24.309 | 25.409 | 23.2743 | 23.6491 | 0.22 | -3.5% | 1.1 | -17.5% | 24.2 | 29 | 27.5 | 28.6 | 27.7 | 31.3 | 17 | 21.2 | 18.2 | 23.8 | [6 empty] | 1 | 1 | 1 |  | 0 | 0 | 0 | 1 | 1 | 0 | 0 | 0 | 1 | 0
2000-08-02 | 215 | 5279.3333 | 119.9158 | 2.0789 | 21.4829 | 22.5829 | 98.9306 | #N/A | 136.136 | 22.3635 | 21.9511 | 21.8776 | 22.4558 | 22.4001 | 24.3089 | 24.3089 | 25.4089 | 23.2746 | 23.6452 | 0.22 | -3.5% | 1.1 | -17.5% | 24.2 | 29 | 27.5 | 28.6 | 27.7 | 31.3 | 17 | 21.2 | 18.2 | 23.8 | [6 empty] | 1 | 1 | 1 |  | 0 | 0 | 0 | 1 | 1 | 0 | 0 | 0 | 1 | 0
2000-08-03 | 216 | 5279.3333 | 117.5522 | 2.0702 | 21.4791 | 22.5791 | 96.9805 | #N/A | 136.136 | 22.3805 | 21.9628 | 21.8982 | 22.4631 | 22.4163 | 24.3052 | 24.3052 | 25.4052 | 23.2723 | 23.6388 | 0.22 | -3.5% | 1.1 | -17.5% | 24.2 | 29 | 27.5 | 28.6 | 27.7 | 31.3 | 17 | 21.2 | 18.2 | 23.8 | [6 empty] | 1 | 1 | 1 |  | 0 | 0 | 0 | 1 | 1 | 0 | 0 | 0 | 1 | 0
2000-08-04 | 217 | 5279.3333 | 115.1885 | 2.0614 | 21.4716 | 22.5716 | 95.0305 | #N/A | 136.136 | 22.396 | 21.9723 | 21.9166 | 22.4682 | 22.4302 | 24.298 | 24.298 | 25.398 | 23.2677 | 23.6301 | 0.22 | -3.5% | 1.1 | -17.5% | 24.2 | 29 | 27.5 | 28.6 | 27.7 | 31.3 | 17 | 21.2 | 18.2 | 23.8 | [6 empty] | 1 | 1 | 1 |  | 0 | 0 | 0 | 1 | 1 | 0 | 0 | 0 | 1 | 0
2000-08-05 | 218 | 5279.3333 | 112.8249 | 2.0524 | 21.4604 | 22.5604 | 93.0805 | #N/A | 136.136 | 22.41 | 21.9797 | 21.9327 | 22.4711 | 22.4419 | 24.2872 | 24.2872 | 25.3872 | 23.2607 | 23.619 | 0.22 | -3.5% | 1.1 | -17.5% | 24.2 | 29 | 27.5 | 28.6 | 27.7 | 31.3 | 17 | 21.2 | 18.2 | 23.8 | [6 empty] | 1 | 1 | 1 |  | 0 | 0 | 0 | 1 | 1 | 0 | 0 | 0 | 1 | 0
2000-08-06 | 219 | 5279.3333 | 110.4612 | 2.0432 | 21.4455 | 22.5455 | 91.1305 | #N/A | 136.136 | 22.4225 | 21.9849 | 21.9467 | 22.4718 | 22.4514 | 24.2727 | 24.2727 | 25.3727 | 23.2513 | 23.6055 | 0.22 | -3.5% | 1.1 | -17.5% | 24.2 | 29 | 27.5 | 28.6 | 27.7 | 31.3 | 17 | 21.2 | 18.2 | 23.8 | [6 empty] | 1 | 1 | 1 |  | 0 | 0 | 0 | 1 | 1 | 0 | 0 | 0 | 1 | 0
2000-08-07 | 220 | 5279.3333 | 108.0976 | 2.0338 | 21.4267 | 22.5267 | 89.1805 | #N/A | 136.136 | 22.4336 | 21.9879 | 21.9584 | 22.4704 | 22.4587 | 24.2545 | 24.2545 | 25.3545 | 23.2395 | 23.5897 | 0.22 | -3.5% | 1.1 | -17.5% | 24.2 | 29 | 27.5 | 28.6 | 27.7 | 31.3 | 17 | 21.2 | 18.2 | 23.8 | [6 empty] | 1 | 1 | 1 |  | 0 | 0 | 0 | 1 | 1 | 0 | 0 | 0 | 1 | 0
2000-08-08 | 221 | 5279.3333 | 105.7339 | 2.0242 | 21.4041 | 22.5041 | 87.2305 | #N/A | 136.136 | 22.4431 | 21.9889 | 21.968 | 22.4669 | 22.4638 | 24.2327 | 24.2327 | 25.3327 | 23.2254 | 23.5715 | 0.22 | -3.5% | 1.1 | -17.5% | 24.2 | 29 | 27.5 | 28.6 | 27.7 | 31.3 | 17 | 21.2 | 18.2 | 23.8 | [6 empty] | 1 | 1 | 1 |  | 0 | 0 | 0 | 1 | 1 | 0 | 0 | 0 | 1 | 0
2000-08-09 | 222 | 5279.3333 | 103.3702 | 2.0144 | 21.3777 | 22.4777 | 85.2805 | #N/A | 136.136 | 22.4511 | 21.9878 | 21.9754 | 22.4614 | 22.4668 | 24.2071 | 24.2071 | 25.3071 | 23.209 | 23.5511 | 0.22 | -3.5% | 1.1 | -17.5% | 24.2 | 29 | 27.5 | 28.6 | 27.7 | 31.3 | 17 | 21.2 | 18.2 | 23.8 | [6 empty] | 1 | 1 | 1 |  | 0 | 0 | 0 | 1 | 1 | 0 | 0 | 0 | 1 | 0
2000-08-10 | 223 | 5279.3333 | 101.0066 | 2.0043 | 21.3474 | 22.4474 | 83.3304 | #N/A | 136.136 | 22.4576 | 21.9847 | 21.9806 | 22.4537 | 22.4676 | 24.1777 | 24.1777 | 25.2777 | 23.1903 | 23.5284 | 0.22 | -3.5% | 1.1 | -17.5% | 24.2 | 29 | 27.5 | 28.6 | 27.7 | 31.3 | 17 | 21.2 | 18.2 | 23.8 | [6 empty] | 1 | 1 | 1 |  | 0 | 0 | 0 | 1 | 1 | 0 | 0 | 0 | 1 | 0
2000-08-11 | 224 | 5279.3333 | 98.6429 | 1.9941 | 21.3131 | 22.4131 | 81.3804 | #N/A | 136.136 | 22.4626 | 21.9797 | 21.9838 | 22.4441 | 22.4662 | 24.1445 | 24.1445 | 25.2445 | 23.1693 | 23.5034 | 0.22 | -3.5% | 1.1 | -17.5% | 24.2 | 29 | 27.5 | 28.6 | 27.7 | 31.3 | 17 | 21.2 | 18.2 | 23.8 | [6 empty] | 1 | 1 | 1 |  | 0 | 0 | 0 | 1 | 1 | 0 | 0 | 0 | 1 | 0
2000-08-12 | 225 | 5279.3333 | 96.2793 | 1.9835 | 21.2749 | 22.3749 | 79.4304 | #N/A | 136.136 | 22.4661 | 21.9726 | 21.9848 | 22.4325 | 22.4628 | 24.1076 | 24.1076 | 25.2076 | 23.1461 | 23.4763 | 0.22 | -3.5% | 1.1 | -17.5% | 24.2 | 29 | 27.5 | 28.6 | 27.7 | 31.3 | 17 | 21.2 | 18.2 | 23.8 | [6 empty] | 1 | 1 | 1 |  | 0 | 0 | 0 | 1 | 1 | 0 | 0 | 0 | 1 | 0
2000-08-13 | 226 | 5279.3333 | 93.9156 | 1.9727 | 21.2326 | 22.3326 | 77.4804 | #N/A | 136.136 | 22.4681 | 21.9637 | 21.9838 | 22.419 | 22.4573 | 24.0667 | 24.0667 | 25.1667 | 23.1207 | 23.4469 | 0.22 | -3.5% | 1.1 | -17.5% | 24.2 | 29 | 27.5 | 28.6 | 27.7 | 31.3 | 17 | 21.2 | 18.2 | 23.8 | [6 empty] | 1 | 1 | 1 |  | 0 | 0 | 0 | 1 | 1 | 0 | 0 | 0 | 1 | 0
2000-08-14 | 227 | 5279.3333 | 91.552 | 1.9617 | 21.1864 | 22.2864 | 75.5304 | 136.136 | 136.136 | 22.4686 | 21.953 | 21.9808 | 22.4036 | 22.4497 | 24.0221 | 24.0221 | 25.1221 | 23.0932 | 23.4155 | 0.22 | -3.5% | 1.1 | -17.5% | 24.2 | 29 | 27.5 | 28.6 | 27.7 | 31.3 | 17 | 21.2 | 18.2 | 23.8 | [6 empty] | 1 | 1 | 1 |  | 0 | 0 | 0 | 1 | 1 | 0 | 0 | 0 | 1 | 0
2000-08-15 | 228 | 5279.3333 | 90.1414 | 1.9549 | 21.1315 | 22.2315 | 74.3667 | #N/A | 136.136 | 22.4676 | 21.9353 | 21.9758 | 22.3842 | 22.4402 | 23.9645 | 23.9645 | 25.0645 | 23.0639 | 23.385 | 0.22 | -3.5% | 1.1 | -17.5% | 24.2 | 29 | 27.5 | 28.6 | 27.7 | 31.3 | 17 | 21.2 | 18.2 | 23.8 | [6 empty] | 1 | 1 | 1 |  | 0 | 0 | 0 | 1 | 1 | 0 | 0 | 0 | 1 | 0
2000-08-16 | 229 | 5279.3333 | 88.7308 | 1.9481 | 21.0726 | 22.1726 | 73.2029 | #N/A | 136.136 | 22.465 | 21.9156 | 21.9681 | 22.3628 | 22.4283 | 23.9028 | 23.9028 | 25.0028 | 23.0324 | 23.3524 | 0.22 | -3.5% | 1.1 | -17.5% | 24.2 | 29 | 27.5 | 28.6 | 27.7 | 31.3 | 17 | 21.2 | 18.2 | 23.8 | [6 empty] | 1 | 1 | 1 |  | 0 | 0 | 0 | 1 | 1 | 0 | 0 | 0 | 1 | 0
2000-08-17 | 230 | 5279.3333 | 87.3203 | 1.9411 | 21.0097 | 22.1097 | 72.0392 | #N/A | 136.136 | 22.4609 | 21.8938 | 21.9578 | 22.3394 | 22.4143 | 23.8372 | 23.8372 | 24.9372 | 22.9987 | 23.3178 | 0.22 | -3.5% | 1.1 | -17.5% | 24.2 | 29 | 27.5 | 28.6 | 27.7 | 31.3 | 17 | 21.2 | 18.2 | 23.8 | [6 empty] | 1 | 1 | 1 |  | 0 | 0 | 0 | 1 | 1 | 0 | 0 | 0 | 1 | 0
2000-08-18 | 231 | 5279.3333 | 85.9097 | 1.934 | 20.9426 | 22.0426 | 70.8755 | #N/A | 136.136 | 22.4554 | 21.8701 | 21.9448 | 22.3141 | 22.3979 | 23.7675 | 23.7675 | 24.8675 | 22.963 | 23.2812 | 0.22 | -3.5% | 1.1 | -17.5% | 24.2 | 29 | 27.5 | 28.6 | 27.7 | 31.3 | 17 | 21.2 | 18.2 | 23.8 | [6 empty] | 1 | 1 | 1 |  | 0 | 0 | 0 | 1 | 1 | 0 | 0 | 0 | 1 | 0
2000-08-19 | 232 | 5279.3333 | 84.4991 | 1.9269 | 20.8714 | 21.9714 | 69.7118 | #N/A | 136.136 | 22.4483 | 21.8444 | 21.9292 | 22.2868 | 22.3793 | 23.6937 | 23.6937 | 24.7937 | 22.9253 | 23.2426 | 0.22 | -3.5% | 1.1 | -17.5% | 24.2 | 29 | 27.5 | 28.6 | 27.7 | 31.3 | 17 | 21.2 | 18.2 | 23.8 | [6 empty] | 1 | 1 | 1 |  | 0 | 0 | 0 | 1 | 1 | 0 | 0 | 0 | 1 | 0
2000-08-20 | 233 | 5279.3333 | 83.0886 | 1.9195 | 20.7962 | 21.8962 | 68.5481 | #N/A | 136.136 | 22.4398 | 21.8168 | 21.9109 | 22.2577 | 22.3585 | 23.6158 | 23.6158 | 24.7158 | 22.8855 | 23.202 | 0.22 | -3.5% | 1.1 | -17.5% | 24.2 | 29 | 27.5 | 28.6 | 27.7 | 31.3 | 17 | 21.2 | 18.2 | 23.8 | [6 empty] | 1 | 1 | 1 |  | 0 | 0 | 0 | 1 | 1 | 0 | 0 | 0 | 1 | 0
2000-08-21 | 234 | 5279.3333 | 81.678 | 1.9121 | 20.7168 | 21.8168 | 67.3844 | #N/A | 136.136 | 22.4297 | 21.7874 | 21.8899 | 22.2268 | 22.3355 | 23.5339 | 23.5339 | 24.6339 | 22.8438 | 23.1595 | 0.22 | -3.5% | 1.1 | -17.5% | 24.2 | 29 | 27.5 | 28.6 | 27.7 | 31.3 | 17 | 21.2 | 18.2 | 23.8 | [6 empty] | 1 | 1 | 1 |  | 0 | 0 | 0 | 1 | 1 | 0 | 0 | 0 | 1 | 0
2000-08-22 | 235 | 5279.3333 | 80.2675 | 1.9045 | 20.6333 | 21.7333 | 66.2206 | #N/A | 136.136 | 22.4182 | 21.7561 | 21.8662 | 22.194 | 22.3102 | 23.4479 | 23.4479 | 24.5479 | 22.8001 | 23.1151 | 0.22 | -3.5% | 1.1 | -17.5% | 24.2 | 29 | 27.5 | 28.6 | 27.7 | 31.3 | 17 | 21.2 | 18.2 | 23.8 | [6 empty] | 1 | 1 | 1 |  | 0 | 0 | 0 | 1 | 1 | 0 | 0 | 0 | 1 | 0
2000-08-23 | 236 | 5279.3333 | 78.8569 | 1.8968 | 20.5456 | 21.6456 | 65.0569 | #N/A | 136.136 | 22.4052 | 21.7231 | 21.8406 | 22.1596 | 22.2831 | 23.3578 | 23.3578 | 24.4578 | 22.7546 | 23.0689 | 0.22 | -3.5% | 1.1 | -17.5% | 24.2 | 29 | 27.5 | 28.6 | 27.7 | 31.3 | 17 | 21.2 | 18.2 | 23.8 | [6 empty] | 1 | 1 | 1 |  | 0 | 0 | 0 | 1 | 1 | 0 | 0 | 0 | 1 | 0
2000-08-24 | 237 | 5279.3333 | 77.4463 | 1.889 | 20.4539 | 21.5539 | 63.8932 | #N/A | 136.136 | 22.3907 | 21.6884 | 21.8131 | 22.1234 | 22.254 | 23.2636 | 23.2636 | 24.3636 | 22.7072 | 23.0209 | 0.22 | -3.5% | 1.1 | -17.5% | 24.2 | 29 | 27.5 | 28.6 | 27.7 | 31.3 | 17 | 21.2 | 18.2 | 23.8 | [6 empty] | 1 | 1 | 1 |  | 0 | 0 | 0 | 1 | 1 | 0 | 0 | 0 | 1 | 0
2000-08-25 | 238 | 5279.3333 | 76.0358 | 1.881 | 20.358 | 21.458 | 62.7295 | #N/A | 136.136 | 22.3747 | 21.652 | 21.7838 | 22.0856 | 22.2232 | 23.1653 | 23.1653 | 24.2653 | 22.658 | 22.9711 | 0.22 | -3.5% | 1.1 | -17.5% | 24.2 | 29 | 27.5 | 28.6 | 27.7 | 31.3 | 17 | 21.2 | 18.2 | 23.8 | [6 empty] | 1 | 1 | 1 |  | 0 | 0 | 0 | 1 | 1 | 0 | 0 | 0 | 1 | 0
2000-08-26 | 239 | 5279.3333 | 74.6252 | 1.8729 | 20.258 | 21.358 | 61.5658 | #N/A | 136.136 | 22.3573 | 21.614 | 21.7526 | 22.0461 | 22.1906 | 23.0629 | 23.0629 | 24.1629 | 22.6072 | 22.9196 | 0.22 | -3.5% | 1.1 | -17.5% | 24.2 | 29 | 27.5 | 28.6 | 27.7 | 31.3 | 17 | 21.2 | 18.2 | 23.8 | [6 empty] | 1 | 1 | 1 |  | 0 | 0 | 0 | 1 | 1 | 0 | 0 | 0 | 1 | 0
2000-08-27 | 240 | 5279.3333 | 73.2146 | 1.8646 | 20.154 | 21.254 | 60.4021 | #N/A | 136.136 | 22.3385 | 21.5745 | 21.7197 | 22.0052 | 22.1562 | 22.9565 | 22.9565 | 24.0565 | 22.5546 | 22.8665 | 0.22 | -3.5% | 1.1 | -17.5% | 24.2 | 29 | 27.5 | 28.6 | 27.7 | 31.3 | 17 | 21.2 | 18.2 | 23.8 | [6 empty] | 1 | 1 | 1 |  | 0 | 0 | 0 | 1 | 1 | 0 | 0 | 0 | 1 | 0
2000-08-28 | 241 | 5279.3333 | 71.8041 | 1.8561 | 20.0458 | 21.1458 | 59.2384 | #N/A | 136.136 | 22.3182 | 21.5335 | 21.6851 | 21.9627 | 22.1201 | 22.846 | 22.846 | 23.946 | 22.5004 | 22.8117 | 0.22 | -3.5% | 1.1 | -17.5% | 24.2 | 29 | 27.5 | 28.6 | 27.7 | 31.3 | 17 | 21.2 | 18.2 | 23.8 | [6 empty] | 1 | 1 | 1 |  | 0 | 0 | 0 | 1 | 1 | 0 | 0 | 0 | 1 | 0
2000-08-29 | 242 | 5279.3333 | 70.3935 | 1.8475 | 19.9336 | 21.0336 | 58.0746 | #N/A | 136.136 | 22.2965 | 21.4911 | 21.6488 | 21.9189 | 22.0824 | 22.7314 | 22.7314 | 23.8314 | 22.4447 | 22.7555 | 0.22 | -3.5% | 1.1 | -17.5% | 24.2 | 29 | 27.5 | 28.6 | 27.7 | 31.3 | 17 | 21.2 | 18.2 | 23.8 | [6 empty] | 1 | 1 | 1 |  | 0 | 0 | 0 | 1 | 1 | 0 | 0 | 0 | 1 | 0
2000-08-30 | 243 | 5279.3333 | 68.9829 | 1.8387 | 19.8174 | 20.9174 | 56.9109 | #N/A | 136.136 | 22.2734 | 21.4474 | 21.611 | 21.8736 | 22.0431 | 22.6128 | 22.6128 | 23.7128 | 22.3875 | 22.6977 | 0.22 | -3.5% | 1.1 | -17.5% | 24.2 | 29 | 27.5 | 28.6 | 27.7 | 31.3 | 17 | 21.2 | 18.2 | 23.8 | [6 empty] | 1 | 1 | 1 |  | 0 | 0 | 0 | 1 | 1 | 0 | 0 | 0 | 1 | 0
2000-08-31 | 244 | 5279.3333 | 67.5724 | 1.8298 | 19.6972 | 20.7972 | 55.7472 | #N/A | 136.136 | 22.2488 | 21.4024 | 21.5716 | 21.8271 | 22.0022 | 22.4902 | 22.4902 | 23.5902 | 22.3289 | 22.6386 | 0.22 | -3.5% | 1.1 | -17.5% | 24.2 | 29 | 27.5 | 28.6 | 27.7 | 31.3 | 17 | 21.2 | 18.2 | 23.8 | [6 empty] | 1 | 1 | 1 |  | 0 | 0 | 0 | 1 | 1 | 0 | 0 | 0 | 1 | 0
2000-09-01 | 245 | 5279.3333 | 66.1618 | 1.8206 | 19.573 | 20.023 | 63.5153 | #N/A | 136.136 | 22.2229 | 21.3562 | 21.5307 | 21.523 | 21.9599 | 22.3637 | 22.3637 | 22.8137 | 22.269 | 22.4109 | 0.09 | -0.8% | 0.45 | -4% | 24.2 | 29 | 27.5 | 28.6 | 27.7 | 31.3 | 17 | 21.2 | 18.2 | 23.8 | [6 empty] | 1 | 1 | 1 |  | 0 | 0 | 0 | 1 | 1 | 0 | 0 | 0 | 1 | 0
2000-09-02 | 246 | 5279.3333 | 64.7512 | 1.8112 | 19.4448 | 19.8948 | 62.1612 | #N/A | 136.136 | 22.1956 | 21.309 | 21.4885 | 21.4744 | 21.8795 | 22.2332 | 22.2332 | 22.6832 | 22.2077 | 22.3485 | 0.09 | -0.8% | 0.45 | -4% | 24.2 | 29 | 27.5 | 28.6 | 27.7 | 31.3 | 17 | 21.2 | 18.2 | 23.8 | [6 empty] | 1 | 1 | 1 |  | 0 | 0 | 0 | 1 | 1 | 0 | 0 | 0 | 1 | 0
2000-09-03 | 247 | 5279.3333 | 63.3407 | 1.8017 | 19.3128 | 19.7628 | 60.807 | #N/A | 136.136 | 22.167 | 21.2607 | 21.4449 | 21.4247 | 21.7978 | 22.0988 | 22.0988 | 22.5488 | 22.1453 | 22.2848 | 0.09 | -0.8% | 0.45 | -4% | 24.2 | 29 | 27.5 | 28.6 | 27.7 | 31.3 | 17 | 21.2 | 18.2 | 23.8 | [6 empty] | 1 | 1 | 1 |  | 0 | 0 | 0 | 1 | 1 | 0 | 0 | 0 | 1 | 0
2000-09-04 | 248 | 5279.3333 | 61.9301 | 1.7919 | 19.1769 | 19.6269 | 59.4529 | #N/A | 136.136 | 22.1369 | 21.2114 | 21.4001 | 21.374 | 21.7149 | 21.9605 | 21.9605 | 22.4105 | 22.0818 | 22.2201 | 0.09 | -0.8% | 0.45 | -4% | 24.2 | 29 | 27.5 | 28.6 | 27.7 | 31.3 | 17 | 21.2 | 18.2 | 23.8 | [6 empty] | 1 | 1 | 1 |  | 0 | 0 | 0 | 1 | 1 | 0 | 0 | 0 | 1 | 0
2000-09-05 | 249 | 5279.3333 | 60.5195 | 1.7819 | 19.0372 | 19.4872 | 58.0988 | #N/A | 136.136 | 22.1056 | 21.1613 | 21.354 | 21.3224 | 21.6308 | 21.8184 | 21.8184 | 22.2684 | 22.0172 | 22.1543 | 0.09 | -0.8% | 0.45 | -4% | 24.2 | 29 | 27.5 | 28.6 | 27.7 | 31.3 | 17 | 21.2 | 18.2 | 23.8 | [6 empty] | 1 | 1 | 1 |  | 0 | 0 | 0 | 1 | 1 | 0 | 0 | 0 | 1 | 0
2000-09-06 | 250 | 5279.3333 | 59.109 | 1.7717 | 18.8937 | 19.3437 | 56.7446 | #N/A | 136.136 | 22.0729 | 21.1104 | 21.3069 | 21.27 | 21.5456 | 21.6726 | 21.6726 | 22.1226 | 21.9517 | 22.0875 | 0.09 | -0.8% | 0.45 | -4% | 24.2 | 29 | 27.5 | 28.6 | 27.7 | 31.3 | 17 | 21.2 | 18.2 | 23.8 | [6 empty] | 1 | 1 | 1 |  | 0 | 0 | 0 | 1 | 1 | 0 | 0 | 0 | 1 | 0
2000-09-07 | 251 | 5279.3333 | 57.6984 | 1.7612 | 18.7466 | 19.1966 | 55.3905 | #N/A | 136.136 | 22.0389 | 21.0589 | 21.2588 | 21.2169 | 21.4594 | 21.523 | 21.523 | 21.973 | 21.8853 | 22.0198 | 0.09 | -0.8% | 0.45 | -4% | 24.2 | 29 | 27.5 | 28.6 | 27.7 | 31.3 | 17 | 21.2 | 18.2 | 23.8 | [6 empty] | 1 | 1 | 1 |  | 0 | 0 | 0 | 1 | 1 | 0 | 0 | 0 | 1 | 0
2000-09-08 | 252 | 5279.3333 | 56.2878 | 1.7504 | 18.5957 | 19.0457 | 54.0363 | #N/A | 136.136 | 22.0036 | 21.0068 | 21.2097 | 21.1632 | 21.3722 | 21.3697 | 21.3697 | 21.8197 | 21.8182 | 21.9514 | 0.09 | -0.8% | 0.45 | -4% | 24.2 | 29 | 27.5 | 28.6 | 27.7 | 31.3 | 17 | 21.2 | 18.2 | 23.8 | [6 empty] | 1 | 1 | 1 |  | 0 | 0 | 0 | 1 | 1 | 0 | 0 | 0 | 1 | 0
2000-09-09 | 253 | 5279.3333 | 54.8773 | 1.7394 | 18.4414 | 18.8914 | 52.6822 | #N/A | 136.136 | 21.9671 | 20.9542 | 21.1598 | 21.1089 | 21.3208 | 21.2128 | 21.2128 | 21.6628 | 21.7504 | 21.8822 | 0.09 | -0.8% | 0.45 | -4% | 24.2 | 29 | 27.5 | 28.6 | 27.7 | 31.3 | 17 | 21.2 | 18.2 | 23.8 | [6 empty] | 1 | 1 | 1 |  | 0 | 0 | 0 | 1 | 1 | 0 | 0 | 0 | 1 | 0
2000-09-10 | 254 | 5279.3333 | 53.4667 | 1.7281 | 18.2835 | 18.7335 | 51.328 | #N/A | 136.136 | 21.9293 | 20.9012 | 21.1091 | 21.0543 | 21.2686 | 21.0525 | 21.0525 | 21.5025 | 21.682 | 21.8124 | 0.09 | -0.8% | 0.45 | -4% | 24.2 | 29 | 27.5 | 28.6 | 27.7 | 31.3 | 17 | 21.2 | 18.2 | 23.8 | [6 empty] | 1 | 1 | 1 |  | 0 | 0 | 0 | 1 | 1 | 0 | 0 | 0 | 1 | 0
2000-09-11 | 255 | 5279.3333 | 52.0562 | 1.7165 | 18.1221 | 18.5721 | 49.9739 | #N/A | 136.136 | 21.8902 | 20.8479 | 21.0577 | 20.9993 | 21.2157 | 20.8886 | 20.8886 | 21.3386 | 21.6132 | 21.7421 | 0.09 | -0.8% | 0.45 | -4% | 24.2 | 29 | 27.5 | 28.6 | 27.7 | 31.3 | 17 | 21.2 | 18.2 | 23.8 | [6 empty] | 1 | 1 | 1 |  | 0 | 0 | 0 | 1 | 1 | 0 | 0 | 0 | 1 | 0
2000-09-12 | 256 | 5279.3333 | 50.6456 | 1.7045 | 17.9575 | 18.4075 | 48.6198 | #N/A | 136.136 | 21.8499 | 20.7945 | 21.0058 | 20.944 | 21.1621 | 20.7213 | 20.7213 | 21.1713 | 21.5439 | 21.6714 | 0.09 | -0.8% | 0.45 | -4% | 24.2 | 29 | 27.5 | 28.6 | 27.7 | 31.3 | 17 | 21.2 | 18.2 | 23.8 | [6 empty] | 1 | 1 | 1 |  | 0 | 0 | 0 | 1 | 1 | 0 | 0 | 0 | 1 | 0
2000-09-13 | 257 | 5279.3333 | 49.235 | 1.6923 | 17.7895 | 18.2395 | 47.2656 | #N/A | 136.136 | 21.8085 | 20.741 | 20.9534 | 20.8887 | 21.1081 | 20.5508 | 20.5508 | 21.0008 | 21.4744 | 21.6003 | 0.09 | -0.8% | 0.45 | -4% | 24.2 | 29 | 27.5 | 28.6 | 27.7 | 31.3 | 17 | 21.2 | 18.2 | 23.8 | [6 empty] | 1 | 1 | 1 |  | 0 | 0 | 0 | 1 | 1 | 0 | 0 | 0 | 1 | 0
2000-09-14 | 258 | 5279.3333 | 47.8245 | 1.6797 | 17.6183 | 18.0683 | 45.9115 | 136.136 | 136.136 | 21.7658 | 20.6876 | 20.9006 | 20.8333 | 21.0536 | 20.377 | 20.377 | 20.827 | 21.4047 | 21.529 | 0.09 | -0.8% | 0.45 | -4% | 24.2 | 29 | 27.5 | 28.6 | 27.7 | 31.3 | 17 | 21.2 | 18.2 | 23.8 | [6 empty] | 1 | 1 | 1 |  | 0 | 0 | 0 | 1 | 1 | 0 | 0 | 0 | 1 | 0
2000-09-15 | 259 | 5279.3333 | 47.2925 | 1.6748 | 17.4406 | 17.8906 | 45.4008 | #N/A | 136.136 | 21.7219 | 20.6181 | 20.8476 | 20.7638 | 20.9988 | 20.1902 | 20.1902 | 20.6402 | 21.327 | 21.4514 | 0.09 | -0.8% | 0.45 | -4% | 24.2 | 29 | 27.5 | 28.6 | 27.7 | 31.3 | 17 | 21.2 | 18.2 | 23.8 | [6 empty] | 1 | 1 | 1 |  | 0 | 0 | 0 | 1 | 1 | 0 | 0 | 0 | 1 | 0
2000-09-16 | 260 | 5279.3333 | 46.7606 | 1.6699 | 17.26 | 17.71 | 44.8902 | #N/A | 136.136 | 21.6769 | 20.5477 | 20.7921 | 20.6932 | 20.9417 | 20.0004 | 20.0004 | 20.4504 | 21.2483 | 21.3728 | 0.09 | -0.8% | 0.45 | -4% | 24.2 | 29 | 27.5 | 28.6 | 27.7 | 31.3 | 17 | 21.2 | 18.2 | 23.8 | [6 empty] | 1 | 1 | 1 |  | 0 | 0 | 0 | 1 | 1 | 0 | 0 | 0 | 1 | 0
2000-09-17 | 261 | 5279.3333 | 46.2287 | 1.6649 | 17.0766 | 17.5266 | 44.3795 | #N/A | 136.136 | 21.6308 | 20.4763 | 20.734 | 20.6218 | 20.8824 | 19.8075 | 19.8075 | 20.2575 | 21.1686 | 21.2932 | 0.09 | -0.8% | 0.45 | -4% | 24.2 | 29 | 27.5 | 28.6 | 27.7 | 31.3 | 17 | 21.2 | 18.2 | 23.8 | [6 empty] | 1 |  | 1 |  | 0 | 0 | 0 | 1 | 1 | 0 | 0 | 0 | 0 | 0
2000-09-18 | 262 | 5279.3333 | 45.6967 | 1.6599 | 16.8905 | 17.3405 | 43.8689 | #N/A | 136.136 | 21.5836 | 20.4041 | 20.6733 | 20.5495 | 20.8206 | 19.6117 | 19.6117 | 20.0617 | 21.088 | 21.2127 | 0.09 | -0.8% | 0.45 | -4% | 24.2 | 29 | 27.5 | 28.6 | 27.7 | 31.3 | 17 | 21.2 | 18.2 | 23.8 | [6 empty] | 1 |  | 1 |  | 0 | 0 | 0 | 1 | 1 | 0 | 0 | 0 | 0 | 0
2000-09-19 | 263 | 5279.3333 | 45.1648 | 1.6548 | 16.7017 | 17.1517 | 43.3582 | #N/A | 136.136 | 21.5352 | 20.3311 | 20.6099 | 20.4764 | 20.7563 | 19.413 | 19.413 | 19.863 | 21.0066 | 21.1313 | 0.09 | -0.8% | 0.45 | -4% | 24.2 | 29 | 27.5 | 28.6 | 27.7 | 31.3 | 17 | 21.2 | 18.2 | 23.8 | [6 empty] | 1 |  | 1 |  | 0 | 0 | 0 | 1 | 1 | 0 | 0 | 0 | 0 | 0
2000-09-20 | 264 | 5279.3333 | 44.6329 | 1.6497 | 16.5104 | 16.9604 | 42.8476 | #N/A | 136.136 | 21.4858 | 20.2574 | 20.5437 | 20.4025 | 20.6895 | 19.2116 | 19.2116 | 19.6616 | 20.9243 | 21.0491 | 0.09 | -0.8% | 0.45 | -4% | 24.2 | 29 | 27.5 | 28.6 | 27.7 | 31.3 | 17 | 21.2 | 18.2 | 23.8 | [6 empty] | 1 |  | 1 |  | 0 | 0 | 0 | 1 | 1 | 0 | 0 | 0 | 0 | 0
2000-09-21 | 265 | 5279.3333 | 44.1009 | 1.6444 | 16.3167 | 16.7667 | 42.3369 | #N/A | 136.136 | 21.4354 | 20.1829 | 20.4746 | 20.3279 | 20.6201 | 19.0075 | 19.0075 | 19.4575 | 20.8413 | 20.9662 | 0.09 | -0.8% | 0.45 | -4% | 24.2 | 29 | 27.5 | 28.6 | 27.7 | 31.3 | 17 | 21.2 | 18.2 | 23.8 | [6 empty] | 1 |  | 1 |  | 0 | 0 | 0 | 1 | 1 | 0 | 0 | 0 | 0 | 0
2000-09-22 | 266 | 5279.3333 | 43.569 | 1.6392 | 16.1206 | 16.5706 | 41.8262 | #N/A | 136.136 | 21.3839 | 20.1078 | 20.4025 | 20.2526 | 20.5479 | 18.8009 | 18.8009 | 19.2509 | 20.7576 | 20.8826 | 0.09 | -0.8% | 0.45 | -4% | 24.2 | 29 | 27.5 | 28.6 | 27.7 | 31.3 | 17 | 21.2 | 18.2 | 23.8 | [6 empty] | 1 |  | 1 |  | 0 | 0 | 0 | 1 | 1 | 0 | 0 | 0 | 0 | 0
2000-09-23 | 267 | 5279.3333 | 43.0371 | 1.6338 | 15.9224 | 16.3724 | 41.3156 | #N/A | 136.136 | 21.3314 | 20.0322 | 20.3296 | 20.1768 | 20.4748 | 18.5918 | 18.5918 | 19.0418 | 20.6733 | 20.7983 | 0.09 | -0.8% | 0.45 | -4% | 24.2 | 29 | 27.5 | 28.6 | 27.7 | 31.3 | 17 | 21.2 | 18.2 | 23.8 | [6 empty] | 1 |  | 1 |  | 0 | 0 | 0 | 1 | 1 | 0 | 0 | 0 | 0 | 0
2000-09-24 | 268 | 5279.3333 | 42.5051 | 1.6284 | 15.722 | 16.172 | 40.8049 | #N/A | 136.136 | 21.2779 | 19.956 | 20.256 | 20.1004 | 20.4011 | 18.3803 | 18.3803 | 18.8303 | 20.5885 | 20.7135 | 0.09 | -0.8% | 0.45 | -4% | 24.2 | 29 | 27.5 | 28.6 | 27.7 | 31.3 | 17 | 21.2 | 18.2 | 23.8 | [6 empty] | 1 |  | 1 |  | 0 | 0 | 0 | 1 | 1 | 0 | 0 | 0 | 0 | 0
2000-09-25 | 269 | 5279.3333 | 41.9732 | 1.623 | 15.5197 | 15.9697 | 40.2943 | #N/A | 136.136 | 21.2234 | 19.8793 | 20.1816 | 20.0236 | 20.3266 | 18.1666 | 18.1666 | 18.6166 | 20.5031 | 20.6281 | 0.09 | -0.8% | 0.45 | -4% | 24.2 | 29 | 27.5 | 28.6 | 27.7 | 31.3 | 17 | 21.2 | 18.2 | 23.8 | [6 empty] | 1 |  | 1 |  | 0 | 0 | 0 | 1 | 1 | 0 | 0 | 0 | 0 | 0
2000-09-26 | 270 | 5279.3333 | 41.4413 | 1.6174 | 15.3156 | 15.7656 | 39.7836 | #N/A | 136.136 | 21.168 | 19.8022 | 20.1067 | 19.9463 | 20.2514 | 17.9508 | 17.9508 | 18.4008 | 20.4172 | 20.5422 | 0.09 | -0.8% | 0.45 | -4% | 24.2 | 29 | 27.5 | 28.6 | 27.7 | 31.3 | 17 | 21.2 | 18.2 | 23.8 | [6 empty] | 1 |  | 1 |  | 0 | 0 | 0 | 1 | 1 | 0 | 0 | 0 | 0 | 0
2000-09-27 | 271 | 5279.3333 | 40.9093 | 1.6118 | 15.1096 | 15.5596 | 39.273 | #N/A | 136.136 | 21.1117 | 19.7248 | 20.0311 | 19.8686 | 20.1757 | 17.7329 | 17.7329 | 18.1829 | 20.331 | 20.456 | 0.09 | -0.8% | 0.45 | -4% | 24.2 | 29 | 27.5 | 28.6 | 27.7 | 31.3 | 17 | 21.2 | 18.2 | 23.8 | [6 empty] | 1 |  | 1 |  | 0 | 0 | 0 | 1 | 1 | 0 | 0 | 0 | 0 | 0
2000-09-28 | 272 | 5279.3333 | 40.3774 | 1.6061 | 14.9021 | 15.3521 | 38.7623 | #N/A | 136.136 | 21.0545 | 19.6471 | 19.955 | 19.7907 | 20.0995 | 17.5132 | 17.5132 | 17.9632 | 20.2444 | 20.3694 | 0.09 | -0.8% | 0.45 | -4% | 24.2 | 29 | 27.5 | 28.6 | 27.7 | 31.3 | 17 | 21.2 | 18.2 | 23.8 | [6 empty] | 1 |  | 1 |  | 0 | 0 | 0 | 1 | 1 | 0 | 0 | 0 | 0 | 0
2000-09-29 | 273 | 5279.3333 | 39.8455 | 1.6004 | 14.693 | 15.143 | 38.2517 | #N/A | 136.136 | 20.9964 | 19.5692 | 19.8785 | 19.7125 | 20.0227 | 17.2916 | 17.2916 | 17.7416 | 20.1576 | 20.2825 | 0.09 | -0.8% | 0.45 | -4% | 24.2 | 29 | 27.5 | 28.6 | 27.7 | 31.3 | 17 | 21.2 | 18.2 | 23.8 | [6 empty] | 1 |  | 1 |  | 0 | 0 | 0 | 1 | 1 | 0 | 0 | 0 | 0 | 0
2000-09-30 | 274 | 5279.3333 | 39.3136 | 1.5945 | 14.4826 | 14.9326 | 37.741 | #N/A | 136.136 | 20.9374 | 19.4911 | 19.8015 | 19.634 | 19.9456 | 17.0684 | 17.0684 | 17.5184 | 20.0705 | 20.1953 | 0.09 | -0.8% | 0.45 | -4% | 24.2 | 29 | 27.5 | 28.6 | 27.7 | 31.3 | 17 | 21.2 | 18.2 | 23.8 | [6 empty] | 1 |  | 1 |  | 0 | 0 | 0 | 1 | 1 | 0 | 0 | 0 | 0 | 0
2000-10-01 | 275 | 5279.3333 | 38.7816 | 1.5886 | 14.2709 | 14.7209 | 37.2304 | #N/A | 136.136 | 20.8776 | 19.4128 | 19.7243 | 19.5555 | 19.868 | 16.8437 | 16.8437 | 17.2937 | 19.9832 | 20.108 | 0.09 | -0.8% | 0.45 | -4% | 24.2 | 29 | 27.5 | 28.6 | 27.7 | 31.3 | 9 | 13 | 18.2 | 23.8 | [6 empty] | 1 | 1 | 1 |  | 0 | 0 | 0 | 1 | 1 | 0 | 0 | 0 | 1 | 0
2000-10-02 | 276 | 5279.3333 | 38.2497 | 1.5826 | 14.0581 | 14.5081 | 36.7197 | #N/A | 136.136 | 20.817 | 19.3345 | 19.6467 | 19.4768 | 19.7902 | 16.6175 | 16.6175 | 17.0675 | 19.8959 | 20.0205 | 0.09 | -0.8% | 0.45 | -4% | 24.2 | 29 | 27.5 | 28.6 | 27.7 | 31.3 | 9 | 13 | 18.2 | 23.8 | [6 empty] | 1 | 1 | 1 |  | 0 | 0 | 0 | 1 | 1 | 0 | 0 | 0 | 1 | 0
2000-10-03 | 277 | 5279.3333 | 37.7178 | 1.5765 | 13.8443 | 14.2943 | 36.209 | #N/A | 136.136 | 20.7556 | 19.2562 | 19.5688 | 19.3981 | 19.7121 | 16.39 | 16.39 | 16.84 | 19.8085 | 19.933 | 0.09 | -0.8% | 0.45 | -4% | 24.2 | 29 | 27.5 | 28.6 | 27.7 | 31.3 | 9 | 13 | 18.2 | 23.8 | [6 empty] | 1 | 1 | 1 |  | 0 | 0 | 0 | 1 | 1 | 0 | 0 | 0 | 1 | 0
2000-10-04 | 278 | 5279.3333 | 37.1858 | 1.5704 | 13.6296 | 14.0796 | 35.6984 | #N/A | 136.136 | 20.6935 | 19.1779 | 19.4908 | 19.3194 | 19.6338 | 16.1613 | 16.1613 | 16.6113 | 19.7211 | 19.8454 | 0.09 | -0.8% | 0.45 | -4% | 24.2 | 29 | 27.5 | 28.6 | 27.7 | 31.3 | 9 | 13 | 18.2 | 23.8 | [6 empty] | 1 | 1 | 1 |  | 0 | 0 | 0 | 1 | 1 | 0 | 0 | 0 | 1 | 0
2000-10-05 | 279 | 5279.3333 | 36.6539 | 1.5641 | 13.4141 | 13.8641 | 35.1877 | #N/A | 136.136 | 20.6305 | 19.0997 | 19.4127 | 19.2408 | 19.5553 | 15.9315 | 15.9315 | 16.3815 | 19.6337 | 19.7578 | 0.09 | -0.8% | 0.45 | -4% | 24.2 | 29 | 27.5 | 28.6 | 27.7 | 31.3 | 9 | 13 | 18.2 | 23.8 | [6 empty] | 1 | 1 | 1 |  | 0 | 0 | 0 | 1 | 1 | 0 | 0 | 0 | 1 | 0
2000-10-06 | 280 | 5279.3333 | 36.122 | 1.5578 | 13.198 | 13.648 | 34.6771 | #N/A | 136.136 | 20.5669 | 19.0217 | 19.3345 | 19.1623 | 19.4767 | 15.7009 | 15.7009 | 16.1509 | 19.5465 | 19.6704 | 0.09 | -0.8% | 0.45 | -4% | 24.2 | 29 | 27.5 | 28.6 | 27.7 | 31.3 | 9 | 13 | 18.2 | 23.8 | [6 empty] | 1 | 1 | 1 |  | 0 | 0 | 0 | 1 | 1 | 0 | 0 | 0 | 1 | 0
2000-10-07 | 281 | 5279.3333 | 35.59 | 1.5513 | 12.9814 | 13.4314 | 34.1664 | #N/A | 136.136 | 20.5026 | 18.9438 | 19.2563 | 19.0839 | 19.3981 | 15.4694 | 15.4694 | 15.9194 | 19.4594 | 19.5831 | 0.09 | -0.8% | 0.45 | -4% | 24.2 | 29 | 27.5 | 28.6 | 27.7 | 31.3 | 9 | 13 | 18.2 | 23.8 | [6 empty] | 1 | 1 | 1 |  | 0 | 0 | 0 | 1 | 1 | 0 | 0 | 0 | 1 | 0
2000-10-08 | 282 | 5279.3333 | 35.0581 | 1.5448 | 12.7645 | 13.2145 | 33.6558 | #N/A | 136.136 | 20.4376 | 18.8662 | 19.1781 | 19.0058 | 19.3196 | 15.2372 | 15.2372 | 15.6872 | 19.3726 | 19.496 | 0.09 | -0.8% | 0.45 | -4% | 24.2 | 29 | 27.5 | 28.6 | 27.7 | 31.3 | 9 | 13 | 18.2 | 23.8 | [6 empty] | 1 | 1 | 1 |  | 0 | 0 | 0 | 1 | 1 | 0 | 0 | 0 | 1 | 0
2000-10-09 | 283 | 5279.3333 | 34.5262 | 1.5381 | 12.5473 | 12.9973 | 33.1451 | #N/A | 136.136 | 20.3719 | 18.7889 | 19.1 | 18.9279 | 19.241 | 15.0045 | 15.0045 | 15.4545 | 19.286 | 19.4091 | 0.09 | -0.8% | 0.45 | -4% | 24.2 | 29 | 27.5 | 28.6 | 27.7 | 31.3 | 9 | 13 | 18.2 | 23.8 | [6 empty] | 1 | 1 | 1 |  | 0 | 0 | 0 | 1 | 1 | 0 | 0 | 0 | 1 | 0
2000-10-10 | 284 | 5279.3333 | 33.9942 | 1.5314 | 12.3299 | 12.7799 | 32.6345 | #N/A | 136.136 | 20.3056 | 18.7119 | 19.0221 | 18.8504 | 19.1626 | 14.7714 | 14.7714 | 15.2214 | 19.1998 | 19.3225 | 0.09 | -0.8% | 0.45 | -4% | 24.2 | 29 | 27.5 | 28.6 | 27.7 | 31.3 | 9 | 13 | 18.2 | 23.8 | [6 empty] | 1 | 1 | 1 |  | 0 | 0 | 0 | 1 | 1 | 0 | 0 | 0 | 1 | 0
2000-10-11 | 285 | 5279.3333 | 33.4623 | 1.5246 | 12.1126 | 12.5626 | 32.1238 | #N/A | 136.136 | 20.2387 | 18.6354 | 18.9443 | 18.7732 | 19.0844 | 14.5379 | 14.5379 | 14.9879 | 19.1139 | 19.2362 | 0.09 | -0.8% | 0.45 | -4% | 24.2 | 29 | 27.5 | 28.6 | 27.7 | 31.3 | 9 | 13 | 18.2 | 23.8 | [6 empty] | 1 | 1 | 1 |  | 0 | 0 | 0 | 1 | 1 | 0 | 0 | 0 | 1 | 0
2000-10-12 | 286 | 5279.3333 | 32.9304 | 1.5176 | 11.8954 | 12.3454 | 31.6132 | #N/A | 136.136 | 20.1712 | 18.5592 | 18.8668 | 18.6964 | 19.0063 | 14.3043 | 14.3043 | 14.7543 | 19.0284 | 19.1503 | 0.09 | -0.8% | 0.45 | -4% | 24.2 | 29 | 27.5 | 28.6 | 27.7 | 31.3 | 9 | 13 | 18.2 | 23.8 | [6 empty] | 1 | 1 | 1 |  | 0 | 0 | 0 | 1 | 1 | 0 | 0 | 0 | 1 | 0
2000-10-13 | 287 | 5279.3333 | 32.3984 | 1.5105 | 11.6784 | 12.1284 | 31.1025 | #N/A | 136.136 | 20.1031 | 18.4836 | 18.7896 | 18.62 | 18.9286 | 14.0707 | 14.0707 | 14.5207 | 18.9434 | 19.0649 | 0.09 | -0.8% | 0.45 | -4% | 24.2 | 29 | 27.5 | 28.6 | 27.7 | 31.3 | 9 | 13 | 18.2 | 23.8 | [6 empty] | 1 | 1 | 1 |  | 0 | 0 | 0 | 1 | 1 | 0 | 0 | 0 | 1 | 0
2000-10-14 | 288 | 5279.3333 | 31.8665 | 1.5033 | 11.4618 | 11.9118 | 30.5918 | 136.136 | 136.136 | 20.0345 | 18.4084 | 18.7127 | 18.5441 | 18.8511 | 13.8371 | 13.8371 | 14.2871 | 18.859 | 18.9799 | 0.09 | -0.8% | 0.45 | -4% | 24.2 | 29 | 27.5 | 28.6 | 27.7 | 31.3 | 9 | 13 | 18.2 | 23.8 | [6 empty] | 1 | 1 | 1 |  | 0 | 0 | 0 | 1 | 1 | 0 | 0 | 0 | 1 | 0
2000-10-15 | 289 | 5279.3333 | 31.697 | 1.501 | 11.2453 | 11.6953 | 30.4291 | #N/A | 136.136 | 19.9654 | 18.3185 | 18.6362 | 18.4545 | 18.774 | 13.6005 | 13.6005 | 14.0505 | 18.7633 | 18.8848 | 0.09 | -0.8% | 0.45 | -4% | 24.2 | 29 | 27.5 | 28.6 | 27.7 | 31.3 | 9 | 13 | 18.2 | 23.8 | [6 empty] | 1 | 1 | 1 |  | 0 | 0 | 0 | 1 | 1 | 0 | 0 | 0 | 1 | 0
2000-10-16 | 290 | 5279.3333 | 31.5274 | 1.4987 | 11.0294 | 11.4794 | 30.2663 | #N/A | 136.136 | 19.8957 | 18.2285 | 18.558 | 18.3649 | 18.6952 | 13.3643 | 13.3643 | 13.8143 | 18.6676 | 18.7896 | 0.09 | -0.8% | 0.45 | -4% | 24.2 | 29 | 27.5 | 28.6 | 27.7 | 31.3 | 9 | 13 | 18.2 | 23.8 | [6 empty] | 1 | 1 | 1 |  | 0 | 0 | 0 | 1 | 1 | 0 | 0 | 0 | 1 | 0
2000-10-17 | 291 | 5279.3333 | 31.3579 | 1.4963 | 10.8143 | 11.2643 | 30.1036 | #N/A | 136.136 | 19.8256 | 18.1386 | 18.4779 | 18.2753 | 18.6148 | 13.1286 | 13.1286 | 13.5786 | 18.5718 | 18.6944 | 0.09 | -0.8% | 0.45 | -4% | 24.2 | 29 | 27.5 | 28.6 | 27.7 | 31.3 | 9 | 13 | 18.2 | 23.8 | [6 empty] | 1 | 1 | 1 |  | 0 | 0 | 0 | 1 | 1 | 0 | 0 | 0 | 1 | 0
2000-10-18 | 292 | 5279.3333 | 31.1883 | 1.494 | 10.6001 | 11.0501 | 29.9408 | #N/A | 136.136 | 19.7551 | 18.0487 | 18.396 | 18.1857 | 18.5326 | 12.8935 | 12.8935 | 13.3435 | 18.4761 | 18.5992 | 0.09 | -0.8% | 0.45 | -4% | 24.2 | 29 | 27.5 | 28.6 | 27.7 | 31.3 | 9 | 13 | 18.2 | 23.8 | [6 empty] | 1 | 1 | 1 |  | 0 | 0 | 0 | 1 | 1 | 0 | 0 | 0 | 1 | 0
2000-10-19 | 293 | 5279.3333 | 31.0188 | 1.4916 | 10.3869 | 10.8369 | 29.7781 | #N/A | 136.136 | 19.6841 | 17.9588 | 18.3122 | 18.0962 | 18.4487 | 12.6592 | 12.6592 | 13.1092 | 18.3805 | 18.504 | 0.09 | -0.8% | 0.45 | -4% | 24.2 | 29 | 27.5 | 28.6 | 27.7 | 31.3 | 9 | 13 | 18.2 | 23.8 | [6 empty] | 1 | 1 | 1 |  | 0 | 0 | 0 | 1 | 1 | 0 | 0 | 0 | 1 | 0
2000-10-20 | 294 | 5279.3333 | 30.8493 | 1.4892 | 10.1747 | 10.6247 | 29.6153 | #N/A | 136.136 | 19.6127 | 17.8691 | 18.2264 | 18.0068 | 18.363 | 12.4257 | 12.4257 | 12.8757 | 18.285 | 18.409 | 0.09 | -0.8% | 0.45 | -4% | 24.2 | 29 | 27.5 | 28.6 | 27.7 | 31.3 | 9 | 13 | 18.2 | 23.8 | [6 empty] | 1 | 1 | 1 |  | 0 | 0 | 0 | 1 | 1 | 0 | 0 | 0 | 1 | 0
2000-10-21 | 295 | 5279.3333 | 30.6797 | 1.4869 | 9.9638 | 10.4138 | 29.4525 | #N/A | 136.136 | 19.5409 | 17.7795 | 18.1387 | 17.9175 | 18.2754 | 12.1932 | 12.1932 | 12.6432 | 18.1896 | 18.314 | 0.09 | -0.8% | 0.45 | -4% | 24.2 | 29 | 27.5 | 28.6 | 27.7 | 31.3 | 9 | 13 | 18.2 | 23.8 | [6 empty] | 1 | 1 |  |  | 0 | 0 | 0 | 1 | 0 | 0 | 0 | 0 | 1 | 0
2000-10-22 | 296 | 5279.3333 | 30.5102 | 1.4844 | 9.7541 | 10.2041 | 29.2898 | #N/A | 136.136 | 19.4688 | 17.6902 | 18.0488 | 17.8284 | 18.1859 | 11.9617 | 11.9617 | 12.4117 | 18.0943 | 18.2193 | 0.09 | -0.8% | 0.45 | -4% | 24.2 | 29 | 27.5 | 28.6 | 27.7 | 31.3 | 9 | 13 | 18.2 | 23.8 | [6 empty] | 1 | 1 |  |  | 0 | 0 | 0 | 1 | 0 | 0 | 0 | 0 | 1 | 0
2000-10-23 | 297 | 5279.3333 | 30.3406 | 1.482 | 9.5458 | 9.9958 | 29.127 | #N/A | 136.136 | 19.3963 | 17.601 | 17.9591 | 17.7395 | 18.0964 | 11.7314 | 11.7314 | 12.1814 | 17.9993 | 18.1247 | 0.09 | -0.8% | 0.45 | -4% | 24.2 | 29 | 27.5 | 28.6 | 27.7 | 31.3 | 9 | 13 | 18.2 | 23.8 | [6 empty] | 1 | 1 |  |  | 0 | 0 | 0 | 1 | 0 | 0 | 0 | 0 | 1 | 0
2000-10-24 | 298 | 5279.3333 | 30.1711 | 1.4796 | 9.3389 | 9.7889 | 28.9643 | #N/A | 136.136 | 19.3234 | 17.5121 | 17.8694 | 17.6507 | 18.0071 | 11.5024 | 11.5024 | 11.9524 | 17.9046 | 18.0303 | 0.09 | -0.8% | 0.45 | -4% | 24.2 | 29 | 27.5 | 28.6 | 27.7 | 31.3 | 9 | 13 | 18.2 | 23.8 | [6 empty] | 1 | 1 |  |  | 0 | 0 | 0 | 1 | 0 | 0 | 0 | 0 | 1 | 0
2000-10-25 | 299 | 5279.3333 | 30.0016 | 1.4771 | 9.1336 | 9.5836 | 28.8015 | #N/A | 136.136 | 19.2503 | 17.4234 | 17.7799 | 17.5623 | 17.9178 | 11.2748 | 11.2748 | 11.7248 | 17.81 | 17.9362 | 0.09 | -0.8% | 0.45 | -4% | 24.2 | 29 | 27.5 | 28.6 | 27.7 | 31.3 | 9 | 13 | 18.2 | 23.8 | [6 empty] | 1 | 1 |  |  | 0 | 0 | 0 | 1 | 0 | 0 | 0 | 0 | 1 | 0
2000-10-26 | 300 | 5279.3333 | 29.832 | 1.4747 | 8.9299 | 9.3799 | 28.6387 | #N/A | 136.136 | 19.1769 | 17.335 | 17.6906 | 17.4741 | 17.8288 | 11.0486 | 11.0486 | 11.4986 | 17.7158 | 17.8423 | 0.09 | -0.8% | 0.45 | -4% | 24.2 | 29 | 27.5 | 28.6 | 27.7 | 31.3 | 9 | 13 | 18.2 | 23.8 | [6 empty] | 1 | 1 |  |  | 0 | 0 | 0 | 1 | 0 | 0 | 0 | 0 | 1 | 0
2000-10-27 | 301 | 5279.3333 | 29.6625 | 1.4722 | 8.728 | 9.178 | 28.476 | #N/A | 136.136 | 19.1032 | 17.247 | 17.6015 | 17.3862 | 17.7399 | 10.824 | 10.824 | 11.274 | 17.622 | 17.7488 | 0.09 | -0.8% | 0.45 | -4% | 24.2 | 29 | 27.5 | 28.6 | 27.7 | 31.3 | 9 | 13 | 18.2 | 23.8 | [6 empty] | 1 | 1 |  |  | 0 | 0 | 0 | 1 | 0 | 0 | 0 | 0 | 1 | 0
2000-10-28 | 302 | 5279.3333 | 29.4929 | 1.4697 | 8.5278 | 8.9778 | 28.3132 | #N/A | 136.136 | 19.0292 | 17.1593 | 17.5126 | 17.2987 | 17.6512 | 10.601 | 10.601 | 11.051 | 17.5285 | 17.6556 | 0.09 | -0.8% | 0.45 | -4% | 24.2 | 29 | 27.5 | 28.6 | 27.7 | 31.3 | 9 | 13 | 18.2 | 23.8 | [6 empty] | 1 | 1 |  |  | 0 | 0 | 0 | 1 | 0 | 0 | 0 | 0 | 1 | 0
2000-10-29 | 303 | 5279.3333 | 29.3234 | 1.4672 | 8.3296 | 8.7796 | 28.1505 | #N/A | 136.136 | 18.9551 | 17.072 | 17.424 | 17.2115 | 17.5628 | 10.3798 | 10.3798 | 10.8298 | 17.4353 | 17.5628 | 0.09 | -0.8% | 0.45 | -4% | 24.2 | 29 | 27.5 | 28.6 | 27.7 | 31.3 | 9 | 13 | 18.2 | 23.8 | [6 empty] | 1 | 1 |  |  | 0 | 0 | 0 | 1 | 0 | 0 | 0 | 0 | 1 | 0
2000-10-30 | 304 | 5279.3333 | 29.1539 | 1.4647 | 8.1332 | 8.5832 | 27.9877 | #N/A | 136.136 | 18.8807 | 16.9851 | 17.3357 | 17.1247 | 17.4747 | 10.1603 | 10.1603 | 10.6103 | 17.3426 | 17.4704 | 0.09 | -0.8% | 0.45 | -4% | 24.2 | 29 | 27.5 | 28.6 | 27.7 | 31.3 | 9 | 13 | 18.2 | 23.8 | [6 empty] | 1 | 1 |  |  | 0 | 0 | 0 | 1 | 0 | 0 | 0 | 0 | 1 | 0
2000-10-31 | 305 | 5279.3333 | 28.9843 | 1.4622 | 7.9389 | 8.3889 | 27.825 | #N/A | 136.136 | 18.8062 | 16.8986 | 17.2477 | 17.0383 | 17.3869 | 9.9428 | 9.9428 | 10.3928 | 17.2503 | 17.3784 | 0.09 | -0.8% | 0.45 | -4% | 24.2 | 29 | 27.5 | 28.6 | 27.7 | 31.3 | 9 | 13 | 18.2 | 23.8 | [6 empty] | 1 | 1 |  |  | 0 | 0 | 0 | 1 | 0 | 0 | 0 | 0 | 1 | 0
2000-11-01 | 306 | 5279.3333 | 28.8148 | 1.4596 | 7.7467 | 8.1967 | 27.6622 | #N/A | 136.136 | 18.7314 | 16.8125 | 17.16 | 16.9523 | 17.2994 | 9.7273 | 9.7273 | 10.1773 | 17.1585 | 17.2868 | 0.09 | -0.8% | 0.45 | -4% | 24.2 | 29 | 27.5 | 28.6 | 27.7 | 31.3 | 9 | 13 | 9 | 13 | [6 empty] | 1 | 1 | 1 | 1 | 0 | 0 | 0 | 1 | 1 | 0 | 0 | 0 | 1 | 1
2000-11-02 | 307 | 5279.3333 | 28.6452 | 1.4571 | 7.5566 | 8.0066 | 27.4994 | #N/A | 136.136 | 18.6566 | 16.727 | 17.0728 | 16.8668 | 17.2123 | 9.5138 | 9.5138 | 9.9638 | 17.0672 | 17.1957 | 0.09 | -0.8% | 0.45 | -4% | 24.2 | 29 | 27.5 | 28.6 | 27.7 | 31.3 | 9 | 13 | 9 | 13 | [6 empty] | 1 | 1 | 1 | 1 | 0 | 0 | 0 | 1 | 1 | 0 | 0 | 0 | 1 | 1
2000-11-03 | 308 | 5279.3333 | 28.4757 | 1.4545 | 7.3686 | 7.8186 | 27.3367 | #N/A | 136.136 | 18.5816 | 16.6419 | 16.9859 | 16.7817 | 17.1255 | 9.3024 | 9.3024 | 9.7524 | 16.9764 | 17.1051 | 0.09 | -0.8% | 0.45 | -4% | 24.2 | 29 | 27.5 | 28.6 | 27.7 | 31.3 | 9 | 13 | 9 | 13 | [6 empty] | 1 | 1 | 1 | 1 | 0 | 0 | 0 | 1 | 1 | 0 | 0 | 0 | 1 | 1
2000-11-04 | 309 | 5279.3333 | 28.3062 | 1.4519 | 7.183 | 7.633 | 27.1739 | #N/A | 136.136 | 18.5064 | 16.5573 | 16.8995 | 16.6971 | 17.0391 | 9.0933 | 9.0933 | 9.5433 | 16.8861 | 17.015 | 0.09 | -0.8% | 0.45 | -4% | 24.2 | 29 | 27.5 | 28.6 | 27.7 | 31.3 | 9 | 13 | 9 | 13 | [6 empty] | 1 | 1 | 1 | 1 | 0 | 0 | 0 | 1 | 1 | 0 | 0 | 0 | 1 | 1
2000-11-05 | 310 | 5279.3333 | 28.1366 | 1.4493 | 6.9996 | 7.4496 | 27.0112 | #N/A | 136.136 | 18.4312 | 16.4732 | 16.8135 | 16.6131 | 16.9532 | 8.8863 | 8.8863 | 9.3363 | 16.7964 | 16.9254 | 0.09 | -0.8% | 0.45 | -4% | 24.2 | 29 | 27.5 | 28.6 | 27.7 | 31.3 | 9 | 13 | 9 | 13 | [6 empty] | 1 | 1 | 1 | 1 | 0 | 0 | 0 | 1 | 1 | 0 | 0 | 0 | 1 | 1
2000-11-06 | 311 | 5279.3333 | 27.9671 | 1.4466 | 6.8186 | 7.2686 | 26.8484 | #N/A | 136.136 | 18.3559 | 16.3897 | 16.7279 | 16.5295 | 16.8677 | 8.6817 | 8.6817 | 9.1317 | 16.7072 | 16.8364 | 0.09 | -0.8% | 0.45 | -4% | 24.2 | 29 | 27.5 | 28.6 | 27.7 | 31.3 | 9 | 13 | 9 | 13 | [6 empty] | 1 | 1 | 1 | 1 | 0 | 0 | 0 | 1 | 1 | 0 | 0 | 0 | 1 | 1
2000-11-07 | 312 | 5279.3333 | 27.7975 | 1.444 | 6.6399 | 7.0899 | 26.6856 | #N/A | 136.136 | 18.2806 | 16.3067 | 16.6429 | 16.4465 | 16.7827 | 8.4795 | 8.4795 | 8.9295 | 16.6186 | 16.748 | 0.09 | -0.8% | 0.45 | -4% | 24.2 | 29 | 27.5 | 28.6 | 27.7 | 31.3 | 9 | 13 | 9 | 13 | [6 empty] | 1 | 1 | 1 | 1 | 0 | 0 | 0 | 1 | 1 | 0 | 0 | 0 | 1 | 1
2000-11-08 | 313 | 5279.3333 | 27.628 | 1.4413 | 6.4637 | 6.9137 | 26.5229 | #N/A | 136.136 | 18.2052 | 16.2243 | 16.5583 | 16.364 | 16.6981 | 8.2796 | 8.2796 | 8.7296 | 16.5307 | 16.6601 | 0.09 | -0.8% | 0.45 | -4% | 24.2 | 29 | 27.5 | 28.6 | 27.7 | 31.3 | 9 | 13 | 9 | 13 | [6 empty] | 1 | 1 | 1 | 1 | 0 | 0 | 0 | 1 | 1 | 0 | 0 | 0 | 1 | 1
2000-11-09 | 314 | 5279.3333 | 27.4585 | 1.4387 | 6.29 | 6.74 | 26.3601 | #N/A | 136.136 | 18.1297 | 16.1425 | 16.4743 | 16.2821 | 16.6141 | 8.0823 | 8.0823 | 8.5323 | 16.4433 | 16.5728 | 0.09 | -0.8% | 0.45 | -4% | 24.2 | 29 | 27.5 | 28.6 | 27.7 | 31.3 | 9 | 13 | 9 | 13 | [6 empty] | 1 | 1 | 1 | 1 | 0 | 0 | 0 | 1 | 1 | 0 | 0 | 0 | 1 | 1
2000-11-10 | 315 | 5279.3333 | 27.2889 | 1.436 | 6.1187 | 6.5687 | 26.1974 | #N/A | 136.136 | 18.0543 | 16.0613 | 16.3908 | 16.2008 | 16.5306 | 7.8874 | 7.8874 | 8.3374 | 16.3566 | 16.4862 | 0.09 | -0.8% | 0.45 | -4% | 24.2 | 29 | 27.5 | 28.6 | 27.7 | 31.3 | 9 | 13 | 9 | 13 | [6 empty] | 1 | 1 | 1 | 1 | 0 | 0 | 0 | 1 | 1 | 0 | 0 | 0 | 1 | 1
2000-11-11 | 316 | 5279.3333 | 27.1194 | 1.4333 | 5.95 | 6.4 | 26.0346 | #N/A | 136.136 | 17.9789 | 15.9807 | 16.3079 | 16.12 | 16.4476 | 7.6951 | 7.6951 | 8.1451 | 16.2706 | 16.4002 | 0.09 | -0.8% | 0.45 | -4% | 24.2 | 29 | 27.5 | 28.6 | 27.7 | 31.3 | 9 | 13 | 9 | 13 | [6 empty] | 1 | 1 | 1 | 1 | 0 | 0 | 0 | 1 | 1 | 0 | 0 | 0 | 1 | 1
2000-11-12 | 317 | 5279.3333 | 26.9498 | 1.4306 | 5.7838 | 6.2338 | 25.8719 | #N/A | 136.136 | 17.9034 | 15.9007 | 16.2255 | 16.0399 | 16.3651 | 7.5054 | 7.5054 | 7.9554 | 16.1852 | 16.3148 | 0.09 | -0.8% | 0.45 | -4% | 24.2 | 29 | 27.5 | 28.6 | 27.7 | 31.3 | 9 | 13 | 9 | 13 | [6 empty] | 1 | 1 | 1 | 1 | 0 | 0 | 0 | 1 | 1 | 0 | 0 | 0 | 1 | 1
2000-11-13 | 318 | 5279.3333 | 26.7803 | 1.4278 | 5.6202 | 6.0702 | 25.7091 | #N/A | 136.136 | 17.828 | 15.8213 | 16.1437 | 15.9603 | 16.2832 | 7.3183 | 7.3183 | 7.7683 | 16.1004 | 16.2301 | 0.09 | -0.8% | 0.45 | -4% | 24.2 | 29 | 27.5 | 28.6 | 27.7 | 31.3 | 9 | 13 | 9 | 13 | [6 empty] | 1 | 1 | 1 | 1 | 0 | 0 | 0 | 1 | 1 | 0 | 0 | 0 | 1 | 1
2000-11-14 | 319 | 5279.3333 | 26.6108 | 1.4251 | 5.4592 | 5.9092 | 25.5463 | 136.136 | 136.136 | 17.7527 | 15.7426 | 16.0625 | 15.8814 | 16.2019 | 7.1339 | 7.1339 | 7.5839 | 16.0164 | 16.146 | 0.09 | -0.8% | 0.45 | -4% | 24.2 | 29 | 27.5 | 28.6 | 27.7 | 31.3 | 9 | 13 | 9 | 13 | [6 empty] | 1 | 1 | 1 | 1 | 0 | 0 | 0 | 1 | 1 | 0 | 0 | 0 | 1 | 1
2000-11-15 | 320 | 5279.3333 | 26.5424 | 1.4239 | 5.3009 | 5.7509 | 25.4807 | #N/A | 136.136 | 17.6774 | 15.6581 | 15.9819 | 15.7971 | 16.1212 | 6.9517 | 6.9517 | 7.4017 | 15.9274 | 16.0573 | 0.09 | -0.8% | 0.45 | -4% | 24.2 | 29 | 27.5 | 28.6 | 27.7 | 31.3 | 9 | 13 | 9 | 13 | [6 empty] | 1 | 1 | 1 | 1 | 0 | 0 | 0 | 1 | 1 | 0 | 0 | 0 | 1 | 1
2000-11-16 | 321 | 5279.3333 | 26.4741 | 1.4228 | 5.1452 | 5.5952 | 25.4151 | #N/A | 136.136 | 17.6022 | 15.5741 | 15.901 | 15.7133 | 16.0402 | 6.7722 | 6.7722 | 7.2222 | 15.839 | 15.9692 | 0.09 | -0.8% | 0.45 | -4% | 24.2 | 29 | 27.5 | 28.6 | 27.7 | 31.3 | 9 | 13 | 9 | 13 | [6 empty] | 1 | 1 | 1 | 1 | 0 | 0 | 0 | 1 | 1 | 0 | 0 | 0 | 1 | 1
2000-11-17 | 322 | 5279.3333 | 26.4057 | 1.4217 | 4.9921 | 5.4421 | 25.3495 | #N/A | 136.136 | 17.5271 | 15.4908 | 15.8198 | 15.6301 | 15.959 | 6.5954 | 6.5954 | 7.0454 | 15.7512 | 15.8817 | 0.09 | -0.8% | 0.45 | -4% | 24.2 | 29 | 27.5 | 28.6 | 27.7 | 31.3 | 9 | 13 | 9 | 13 | [6 empty] | 1 | 1 | 1 | 1 | 0 | 0 | 0 | 1 | 1 | 0 | 0 | 0 | 1 | 1
2000-11-18 | 323 | 5279.3333 | 26.3374 | 1.4206 | 4.8417 | 5.2917 | 25.2839 | #N/A | 136.136 | 17.4521 | 15.4079 | 15.7383 | 15.5474 | 15.8774 | 6.4215 | 6.4215 | 6.8715 | 15.664 | 15.7948 | 0.09 | -0.8% | 0.45 | -4% | 24.2 | 29 | 27.5 | 28.6 | 27.7 | 31.3 | 9 | 13 | 9 | 13 | [6 empty] | 1 | 1 | 1 | 1 | 0 | 0 | 0 | 1 | 1 | 0 | 0 | 0 | 1 | 1
2000-11-19 | 324 | 5279.3333 | 26.269 | 1.4194 | 4.6939 | 5.1439 | 25.2183 | #N/A | 136.136 | 17.3772 | 15.3257 | 15.6565 | 15.4653 | 15.7956 | 6.2503 | 6.2503 | 6.7003 | 15.5775 | 15.7085 | 0.09 | -0.8% | 0.45 | -4% | 24.2 | 29 | 27.5 | 28.6 | 27.7 | 31.3 | 9 | 13 | 9 | 13 | [6 empty] | 1 | 1 | 1 | 1 | 0 | 0 | 0 | 1 | 1 | 0 | 0 | 0 | 1 | 1
2000-11-20 | 325 | 5279.3333 | 26.2007 | 1.4183 | 4.5488 | 4.9988 | 25.1526 | #N/A | 136.136 | 17.3025 | 15.2441 | 15.5744 | 15.3838 | 15.7135 | 6.0819 | 6.0819 | 6.5319 | 15.4915 | 15.6228 | 0.09 | -0.8% | 0.45 | -4% | 24.2 | 29 | 27.5 | 28.6 | 27.7 | 31.3 | 9 | 13 | 9 | 13 | [6 empty] | 1 | 1 | 1 | 1 | 0 | 0 | 0 | 1 | 1 | 0 | 0 | 0 | 1 | 1
2000-11-21 | 326 | 5279.3333 | 26.1323 | 1.4172 | 4.4063 | 4.8563 | 25.087 | #N/A | 136.136 | 17.2279 | 15.163 | 15.4919 | 15.3028 | 15.6312 | 5.9163 | 5.9163 | 6.3663 | 15.4062 | 15.5378 | 0.09 | -0.8% | 0.45 | -4% | 24.2 | 29 | 27.5 | 28.6 | 27.7 | 31.3 | 9 | 13 | 9 | 13 | [6 empty] | 1 | 1 | 1 | 1 | 0 | 0 | 0 | 1 | 1 | 0 | 0 | 0 | 1 | 1
2000-11-22 | 327 | 5279.3333 | 26.064 | 1.416 | 4.2665 | 4.7165 | 25.0214 | #N/A | 136.136 | 17.1534 | 15.0826 | 15.4091 | 15.2225 | 15.5485 | 5.7536 | 5.7536 | 6.2036 | 15.3216 | 15.4533 | 0.09 | -0.8% | 0.45 | -4% | 24.2 | 29 | 27.5 | 28.6 | 27.7 | 31.3 | 9 | 13 | 9 | 13 | [6 empty] | 1 | 1 | 1 | 1 | 0 | 0 | 0 | 1 | 1 | 0 | 0 | 0 | 1 | 1
2000-11-23 | 328 | 5279.3333 | 25.9956 | 1.4149 | 4.1293 | 4.5793 | 24.9558 | #N/A | 136.136 | 17.0791 | 15.0028 | 15.3269 | 15.1427 | 15.4664 | 5.5936 | 5.5936 | 6.0436 | 15.2376 | 15.3696 | 0.09 | -0.8% | 0.45 | -4% | 24.2 | 29 | 27.5 | 28.6 | 27.7 | 31.3 | 9 | 13 | 9 | 13 | [6 empty] | 1 | 1 | 1 | 1 | 0 | 0 | 0 | 1 | 1 | 0 | 0 | 0 | 1 | 1
2000-11-24 | 329 | 5279.3333 | 25.9273 | 1.4138 | 3.9948 | 4.4448 | 24.8902 | #N/A | 136.136 | 17.005 | 14.9236 | 15.2453 | 15.0636 | 15.3849 | 5.4365 | 5.4365 | 5.8865 | 15.1543 | 15.2864 | 0.09 | -0.8% | 0.45 | -4% | 24.2 | 29 | 27.5 | 28.6 | 27.7 | 31.3 | 9 | 13 | 9 | 13 | [6 empty] | 1 | 1 | 1 | 1 | 0 | 0 | 0 | 1 | 1 | 0 | 0 | 0 | 1 | 1
2000-11-25 | 330 | 5279.3333 | 25.8589 | 1.4126 | 3.8629 | 4.3129 | 24.8246 | #N/A | 136.136 | 16.9311 | 14.845 | 15.1643 | 14.985 | 15.304 | 5.2822 | 5.2822 | 5.7322 | 15.0716 | 15.2039 | 0.09 | -0.8% | 0.45 | -4% | 24.2 | 29 | 27.5 | 28.6 | 27.7 | 31.3 | 9 | 13 | 9 | 13 | [6 empty] | 1 | 1 | 1 | 1 | 0 | 0 | 0 | 1 | 1 | 0 | 0 | 0 | 1 | 1
2000-11-26 | 331 | 5279.3333 | 25.7906 | 1.4115 | 3.7335 | 4.1835 | 24.7589 | #N/A | 136.136 | 16.8574 | 14.7671 | 15.0838 | 14.9071 | 15.2237 | 5.1307 | 5.1307 | 5.5807 | 14.9896 | 15.1221 | 0.09 | -0.8% | 0.45 | -4% | 24.2 | 29 | 27.5 | 28.6 | 27.7 | 31.3 | 9 | 13 | 9 | 13 | [6 empty] | 1 | 1 | 1 | 1 | 0 | 0 | 0 | 1 | 1 | 0 | 0 | 0 | 1 | 1
2000-11-27 | 332 | 5279.3333 | 25.7222 | 1.4103 | 3.6068 | 4.0568 | 24.6933 | #N/A | 136.136 | 16.7839 | 14.6898 | 15.004 | 14.8298 | 15.1439 | 4.982 | 4.982 | 5.432 | 14.9083 | 15.0409 | 0.09 | -0.8% | 0.45 | -4% | 24.2 | 29 | 27.5 | 28.6 | 27.7 | 31.3 | 9 | 13 | 9 | 13 | [6 empty] | 1 | 1 | 1 | 1 | 0 | 0 | 0 | 1 | 1 | 0 | 0 | 0 | 1 | 1
2000-11-28 | 333 | 5279.3333 | 25.6539 | 1.4092 | 3.4827 | 3.9327 | 24.6277 | #N/A | 136.136 | 16.7106 | 14.6131 | 14.9249 | 14.7531 | 15.0648 | 4.8361 | 4.8361 | 5.2861 | 14.8277 | 14.9604 | 0.09 | -0.8% | 0.45 | -4% | 24.2 | 29 | 27.5 | 28.6 | 27.7 | 31.3 | 9 | 13 | 9 | 13 | [6 empty] | 1 | 1 | 1 | 1 | 0 | 0 | 0 | 1 | 1 | 0 | 0 | 0 | 1 | 1
2000-11-29 | 334 | 5279.3333 | 25.5855 | 1.408 | 3.3611 | 3.8111 | 24.5621 | #N/A | 136.136 | 16.6375 | 14.5371 | 14.8463 | 14.677 | 14.9862 | 4.693 | 4.693 | 5.143 | 14.7478 | 14.8806 | 0.09 | -0.8% | 0.45 | -4% | 24.2 | 29 | 27.5 | 28.6 | 27.7 | 31.3 | 9 | 13 | 9 | 13 | [6 empty] | 1 | 1 | 1 | 1 | 0 | 0 | 0 | 1 | 1 | 0 | 0 | 0 | 1 | 1
2000-11-30 | 335 | 5279.3333 | 25.5172 | 1.4068 | 3.2421 | 3.6921 | 24.4965 | #N/A | 136.136 | 16.5647 | 14.4617 | 14.7684 | 14.6016 | 14.9083 | 4.5527 | 4.5527 | 5.0027 | 14.6686 | 14.8015 | 0.09 | -0.8% | 0.45 | -4% | 24.2 | 29 | 27.5 | 28.6 | 27.7 | 31.3 | 9 | 13 | 9 | 13 | [6 empty] | 1 | 1 | 1 | 1 | 0 | 0 | 0 | 1 | 1 | 0 | 0 | 0 | 1 | 1
2000-12-01 | 336 | 5279.3333 | 25.4488 | 1.4057 | 3.1256 | 3.3256 | 20.9953 | #N/A | 136.136 | 16.4921 | 14.387 | 14.6911 | 14.7329 | 14.831 | 4.4151 | 4.4151 | 4.6151 | 14.59 | 14.9052 | 0.04 | -3.5% | 0.2 | -17.5% | 12.1 | 14.5 | 13.7 | 14.3 | 13.9 | 15.2 | 9 | 13 | 9 | 13 | 1 | 1 | 1 | 1 | 1 |  | 1 | 1 | 1 | 1 | 1 | 1 | 1 | 1 | 1 | 1 | 1 | 0 | 1 | 1
2000-12-02 | 337 | 5279.3333 | 25.3805 | 1.4045 | 3.0116 | 3.2116 | 20.9389 | #N/A | 136.136 | 16.4198 | 14.3129 | 14.6144 | 14.6591 | 14.7838 | 4.2803 | 4.2803 | 4.4803 | 14.5122 | 14.8282 | 0.04 | -3.5% | 0.2 | -17.5% | 12.1 | 14.5 | 13.7 | 14.3 | 13.9 | 15.2 | 9 | 13 | 9 | 13 | 1 | 1 | 1 | 1 | 1 |  | 1 | 1 | 1 | 1 | 1 | 1 | 1 | 1 | 1 | 1 | 1 | 0 | 1 | 1
2000-12-03 | 338 | 5279.3333 | 25.3121 | 1.4033 | 2.9001 | 3.1001 | 20.8825 | #N/A | 136.136 | 16.3477 | 14.2394 | 14.5384 | 14.5859 | 14.7372 | 4.1482 | 4.1482 | 4.3482 | 14.4351 | 14.7519 | 0.04 | -3.5% | 0.2 | -17.5% | 12.1 | 14.5 | 13.7 | 14.3 | 13.9 | 15.2 | 9 | 13 | 9 | 13 | 1 |  | 1 | 1 | 1 |  | 1 | 1 | 1 | 1 | 1 | 1 | 1 | 1 | 1 | 0 | 1 | 0 | 1 | 1
2000-12-04 | 339 | 5279.3333 | 25.2438 | 1.4022 | 2.791 | 2.991 | 20.8261 | #N/A | 136.136 | 16.276 | 14.1666 | 14.463 | 14.5133 | 14.6913 | 4.0188 | 4.0188 | 4.2188 | 14.3586 | 14.6762 | 0.04 | -3.5% | 0.2 | -17.5% | 12.1 | 14.5 | 13.7 | 14.3 | 13.9 | 15.2 | 9 | 13 | 9 | 13 | 1 |  | 1 | 1 | 1 |  | 1 | 1 | 1 | 1 | 1 | 1 | 1 | 1 | 1 | 0 | 1 | 0 | 1 | 1
2000-12-05 | 340 | 5279.3333 | 25.1754 | 1.401 | 2.6844 | 2.8844 | 20.7697 | #N/A | 136.136 | 16.2045 | 14.0944 | 14.3882 | 14.4413 | 14.6461 | 3.892 | 3.892 | 4.092 | 14.2829 | 14.6011 | 0.04 | -3.5% | 0.2 | -17.5% | 12.1 | 14.5 | 13.7 | 14.3 | 13.9 | 15.2 | 9 | 13 | 9 | 13 | 1 |  | 1 |  | 1 |  | 1 | 1 | 1 | 1 | 1 | 1 | 1 | 1 | 1 | 0 | 0 | 0 | 1 | 1
2000-12-06 | 341 | 5279.3333 | 25.1071 | 1.3998 | 2.5802 | 2.7802 | 20.7133 | #N/A | 136.136 | 16.1333 | 14.0229 | 14.3141 | 14.3699 | 14.6016 | 3.768 | 3.768 | 3.968 | 14.2079 | 14.5267 | 0.04 | -3.5% | 0.2 | -17.5% | 12.1 | 14.5 | 13.7 | 14.3 | 13.9 | 15.2 | 9 | 13 | 9 | 13 | 1 |  | 1 |  | 1 |  | 1 | 1 | 1 | 1 | 1 | 1 | 1 | 1 | 1 | 0 | 0 | 0 | 1 | 1
2000-12-07 | 342 | 5279.3333 | 25.0387 | 1.3986 | 2.4783 | 2.6783 | 20.6569 | #N/A | 136.136 | 16.0624 | 13.9521 | 14.2407 | 14.2991 | 14.5577 | 3.6466 | 3.6466 | 3.8466 | 14.1335 | 14.453 | 0.04 | -3.5% | 0.2 | -17.5% | 12.1 | 14.5 | 13.7 | 14.3 | 13.9 | 15.2 | 9 | 13 | 9 | 13 | 1 |  | 1 |  | 1 |  | 1 | 1 | 1 | 1 | 1 | 1 | 1 | 1 | 1 | 0 | 0 | 0 | 1 | 1
2000-12-08 | 343 | 5279.3333 | 24.9704 | 1.3974 | 2.3788 | 2.5788 | 20.6006 | #N/A | 136.136 | 15.9918 | 13.8818 | 14.1679 | 14.2288 | 14.5145 | 3.5277 | 3.5277 | 3.7277 | 14.0599 | 14.3798 | 0.04 | -3.5% | 0.2 | -17.5% | 12.1 | 14.5 | 13.7 | 14.3 | 13.9 | 15.2 | 9 | 13 | 9 | 13 | 1 |  | 1 |  | 1 |  | 1 | 1 | 1 | 1 | 1 | 1 | 1 | 1 | 1 | 0 | 0 | 0 | 1 | 1
2000-12-09 | 344 | 5279.3333 | 24.902 | 1.3962 | 2.2816 | 2.4816 | 20.5442 | #N/A | 136.136 | 15.9215 | 13.8123 | 14.0957 | 14.1592 | 14.4425 | 3.4115 | 3.4115 | 3.6115 | 13.987 | 14.3073 | 0.04 | -3.5% | 0.2 | -17.5% | 12.1 | 14.5 | 13.7 | 14.3 | 13.9 | 15.2 | 9 | 13 | 9 | 13 | 1 |  | 1 |  | 1 |  | 1 | 1 | 1 | 1 | 1 | 1 | 1 | 1 | 1 | 0 | 0 | 0 | 1 | 1
2000-12-10 | 345 | 5279.3333 | 24.8337 | 1.395 | 2.1867 | 2.3867 | 20.4878 | #N/A | 136.136 | 15.8515 | 13.7433 | 14.0242 | 14.0902 | 14.3711 | 3.2978 | 3.2978 | 3.4978 | 13.9147 | 14.2355 | 0.04 | -3.5% | 0.2 | -17.5% | 12.1 | 14.5 | 13.7 | 14.3 | 13.9 | 15.2 | 9 | 13 | 9 | 13 | 1 |  | 1 |  | 1 |  | 1 | 1 | 1 | 1 | 1 | 1 | 1 | 1 | 1 | 0 | 0 | 0 | 1 | 1
2000-12-11 | 346 | 5279.3333 | 24.7653 | 1.3938 | 2.094 | 2.294 | 20.4314 | #N/A | 136.136 | 15.7818 | 13.675 | 13.9533 | 14.0217 | 14.3002 | 3.1866 | 3.1866 | 3.3866 | 13.8432 | 14.1643 | 0.04 | -3.5% | 0.2 | -17.5% | 12.1 | 14.5 | 13.7 | 14.3 | 13.9 | 15.2 | 9 | 13 | 9 | 13 | 1 |  | 1 |  | 1 |  | 1 | 1 | 1 | 1 | 1 | 1 | 1 | 1 | 1 | 0 | 0 | 0 | 1 | 1
2000-12-12 | 347 | 5279.3333 | 24.697 | 1.3926 | 2.0036 | 2.2036 | 20.375 | #N/A | 136.136 | 15.7125 | 13.6074 | 13.8831 | 13.9539 | 14.23 | 3.078 | 3.078 | 3.278 | 13.7724 | 14.0937 | 0.04 | -3.5% | 0.2 | -17.5% | 12.1 | 14.5 | 13.7 | 14.3 | 13.9 | 15.2 | 9 | 13 | 9 | 13 | 1 |  | 1 |  |  |  | 1 | 1 | 1 | 1 | 1 | 1 | 0 | 1 | 1 | 0 | 0 | 0 | 1 | 1
2000-12-13 | 348 | 5279.3333 | 24.6286 | 1.3914 | 1.9153 | 2.1153 | 20.3186 | #N/A | 136.136 | 15.6435 | 13.5404 | 13.8135 | 13.8866 | 14.1604 | 2.9717 | 2.9717 | 3.1717 | 13.7022 | 14.0238 | 0.04 | -3.5% | 0.2 | -17.5% | 12.1 | 14.5 | 13.7 | 14.3 | 13.9 | 15.2 | 9 | 13 | 9 | 13 | 1 |  | 1 |  |  |  | 1 | 1 | 1 | 1 | 1 | 1 | 0 | 1 | 1 | 0 | 0 | 0 | 1 | 1
2000-12-14 | 349 | 5279.3333 | 24.5603 | 1.3902 | 1.8292 | 2.0292 | 20.2622 | 136.136 | 136.136 | 15.5748 | 13.474 | 13.7446 | 13.8199 | 14.0913 | 2.868 | 2.868 | 3.068 | 13.6327 | 13.9545 | 0.04 | -3.5% | 0.2 | -17.5% | 12.1 | 14.5 | 13.7 | 14.3 | 13.9 | 15.2 | 9 | 13 | 9 | 13 | 1 |  | 1 |  |  |  | 1 | 1 | 1 | 1 | 1 | 1 | 0 | 1 | 1 | 0 | 0 | 0 | 1 | 1
2000-12-15 | 350 | 5279.3333 | 24.5461 | 1.39 | 1.7452 | 1.9452 | 20.2505 | #N/A | 136.136 | 15.5065 | 13.4043 | 13.6763 | 13.7504 | 14.0229 | 2.7664 | 2.7664 | 2.9664 | 13.5603 | 13.8827 | 0.04 | -3.5% | 0.2 | -17.5% | 12.1 | 14.5 | 13.7 | 14.3 | 13.9 | 15.2 | 9 | 13 | 9 | 13 | 1 | [5 empty] | 1 | 1 | 1 | 1 | 1 | 0 | 0 | 1 | 1 | 0 | 0 | 0 | 1 | 1
2000-12-16 | 351 | 5279.3333 | 24.5319 | 1.3897 | 1.6634 | 1.8634 | 20.2388 | #N/A | 136.136 | 15.4385 | 13.3352 | 13.6081 | 13.6816 | 13.9545 | 2.6673 | 2.6673 | 2.8673 | 13.4885 | 13.8115 | 0.04 | -3.5% | 0.2 | -17.5% | 12.1 | 14.5 | 13.7 | 14.3 | 13.9 | 15.2 | 9 | 13 | 9 | 13 | 1 | [5 empty] | 1 | 1 | 1 | 1 | 1 | 0 | 0 | 1 | 1 | 0 | 0 | 0 | 1 | 1
2000-12-17 | 352 | 5279.3333 | 24.5177 | 1.3895 | 1.5835 | 1.7835 | 20.2271 | #N/A | 136.136 | 15.3709 | 13.2668 | 13.5399 | 13.6132 | 13.8863 | 2.5705 | 2.5705 | 2.7705 | 13.4174 | 13.7409 | 0.04 | -3.5% | 0.2 | -17.5% | 12.1 | 14.5 | 13.7 | 14.3 | 13.9 | 15.2 | 9 | 13 | 9 | 13 | 1 | [5 empty] | 1 | 1 | 1 | 1 | 1 | 0 | 0 | 1 | 1 | 0 | 0 | 0 | 1 | 1
2000-12-18 | 353 | 5279.3333 | 24.5035 | 1.3892 | 1.5057 | 1.7057 | 20.2154 | #N/A | 136.136 | 15.3036 | 13.1989 | 13.4719 | 13.5455 | 13.8182 | 2.476 | 2.476 | 2.676 | 13.3469 | 13.6709 | 0.04 | -3.5% | 0.2 | -17.5% | 12.1 | 14.5 | 13.7 | 14.3 | 13.9 | 15.2 | 9 | 13 | 9 | 13 | 1 | [5 empty] | 1 | 1 | 1 | 1 | 1 | 0 | 0 | 1 | 1 | 0 | 0 | 0 | 1 | 1
2000-12-19 | 354 | 5279.3333 | 24.4893 | 1.389 | 1.4299 | 1.6299 | 20.2037 | #N/A | 136.136 | 15.2367 | 13.1317 | 13.4039 | 13.4783 | 13.7502 | 2.3837 | 2.3837 | 2.5837 | 13.2771 | 13.6016 | 0.04 | -3.5% | 0.2 | -17.5% | 12.1 | 14.5 | 13.7 | 14.3 | 13.9 | 15.2 | 9 | 13 | 9 | 13 | 1 | [5 empty] | 1 | 1 | 1 | 1 | 1 | 0 | 0 | 1 | 1 | 0 | 0 | 0 | 1 | 1
2000-12-20 | 355 | 5279.3333 | 24.4751 | 1.3887 | 1.356 | 1.556 | 20.1919 | #N/A | 136.136 | 15.1702 | 13.0651 | 13.3359 | 13.4117 | 13.6822 | 2.2937 | 2.2937 | 2.4937 | 13.208 | 13.5328 | 0.04 | -3.5% | 0.2 | -17.5% | 12.1 | 14.5 | 13.7 | 14.3 | 13.9 | 15.2 | 9 | 13 | 9 | 13 | 1 | [5 empty] | 1 | 1 | 1 | 1 | 1 | 0 | 0 | 1 | 1 | 0 | 0 | 0 | 1 | 1
2000-12-21 | 356 | 5279.3333 | 24.4609 | 1.3885 | 1.284 | 1.484 | 20.1802 | #N/A | 136.136 | 15.104 | 12.999 | 13.268 | 13.3457 | 13.6144 | 2.2059 | 2.2059 | 2.4059 | 13.1395 | 13.4647 | 0.04 | -3.5% | 0.2 | -17.5% | 12.1 | 14.5 | 13.7 | 14.3 | 13.9 | 15.2 | 9 | 13 | 9 | 13 | 1 | [5 empty] | 1 | 1 | 1 | 1 | 1 | 0 | 0 | 1 | 1 | 0 | 0 | 0 | 1 | 1
2000-12-22 | 357 | 5279.3333 | 24.4467 | 1.3882 | 1.2139 | 1.4139 | 20.1685 | #N/A | 136.136 | 15.0382 | 12.9336 | 13.2002 | 13.2802 | 13.5466 | 2.1202 | 2.1202 | 2.3202 | 13.0716 | 13.3972 | 0.04 | -3.5% | 0.2 | -17.5% | 12.1 | 14.5 | 13.7 | 14.3 | 13.9 | 15.2 | 9 | 13 | 9 | 13 | 1 | [5 empty] | 1 | 1 | 1 | 1 | 1 | 0 | 0 | 1 | 1 | 0 | 0 | 0 | 1 | 1
2000-12-23 | 358 | 5279.3333 | 24.4325 | 1.388 | 1.1456 | 1.3456 | 20.1568 | #N/A | 136.136 | 14.9728 | 12.8688 | 13.1329 | 13.2153 | 13.4795 | 2.0367 | 2.0367 | 2.2367 | 13.0044 | 13.3302 | 0.04 | -3.5% | 0.2 | -17.5% | 12.1 | 14.5 | 13.7 | 14.3 | 13.9 | 15.2 | 9 | 13 | 9 | 13 | 1 | [5 empty] | 1 | 1 | 1 | 1 | 1 | 0 | 0 | 1 | 1 | 0 | 0 | 0 | 1 | 1
2000-12-24 | 359 | 5279.3333 | 24.4183 | 1.3877 | 1.0792 | 1.2792 | 20.1451 | #N/A | 136.136 | 14.9077 | 12.8045 | 13.0663 | 13.1509 | 13.4128 | 1.9552 | 1.9552 | 2.1552 | 12.9378 | 13.2639 | 0.04 | -3.5% | 0.2 | -17.5% | 12.1 | 14.5 | 13.7 | 14.3 | 13.9 | 15.2 | 9 | 13 | 9 | 13 | 1 | [5 empty] | 1 |  | 1 |  | 1 | 0 | 0 | 1 | 1 | 0 | 0 | 0 | 0 | 0
2000-12-25 | 360 | 5279.3333 | 24.4041 | 1.3875 | 1.0145 | 1.2145 | 20.1334 | #N/A | 136.136 | 14.843 | 12.7409 | 13.0002 | 13.0871 | 13.3468 | 1.8758 | 1.8758 | 2.0758 | 12.8718 | 13.1981 | 0.04 | -3.5% | 0.2 | -17.5% | 12.1 | 14.5 | 13.7 | 14.3 | 13.9 | 15.2 | 9 | 13 | 9 | 13 | 1 | [5 empty] | 1 |  | 1 |  | 1 | 0 | 0 | 1 | 1 | 0 | 0 | 0 | 0 | 0
2000-12-26 | 361 | 5279.3333 | 24.3899 | 1.3872 | 0.9515 | 1.1515 | 20.1217 | #N/A | 136.136 | 14.7787 | 12.6778 | 12.9348 | 13.0239 | 13.2813 | 1.7984 | 1.7984 | 1.9984 | 12.8065 | 13.133 | 0.04 | -3.5% | 0.2 | -17.5% | 12.1 | 14.5 | 13.7 | 14.3 | 13.9 | 15.2 | 9 | 13 | 9 | 13 | 1 | [5 empty] | 1 |  | 1 |  | 1 | 0 | 0 | 1 | 1 | 0 | 0 | 0 | 0 | 0
2000-12-27 | 362 | 5279.3333 | 24.3757 | 1.387 | 0.89023 | 1.0902 | 20.1099 | #N/A | 136.136 | 14.7148 | 12.6153 | 12.87 | 12.9612 | 13.2164 | 1.723 | 1.723 | 1.923 | 12.7418 | 13.0684 | 0.04 | -3.5% | 0.2 | -17.5% | 12.1 | 14.5 | 13.7 | 14.3 | 13.9 | 15.2 | 9 | 13 | 9 | 13 | 1 | [5 empty] | 1 |  | 1 |  | 1 | 0 | 0 | 1 | 1 | 0 | 0 | 0 | 0 | 0
2000-12-28 | 363 | 5279.3333 | 24.3615 | 1.3867 | 0.83061 | 1.0306 | 20.0982 | #N/A | 136.136 | 14.6512 | 12.5534 | 12.8057 | 12.8991 | 13.152 | 1.6495 | 1.6495 | 1.8495 | 12.6777 | 13.0044 | 0.04 | -3.5% | 0.2 | -17.5% | 12.1 | 14.5 | 13.7 | 14.3 | 13.9 | 15.2 | 9 | 13 | 9 | 13 | 1 | [5 empty] | 1 |  | 1 |  | 1 | 0 | 0 | 1 | 1 | 0 | 0 | 0 | 0 | 0
2000-12-29 | 364 | 5279.3333 | 24.3473 | 1.3865 | 0.77263 | 0.97263 | 20.0865 | #N/A | 136.136 | 14.5881 | 12.4921 | 12.7421 | 12.8374 | 13.0882 | 1.5779 | 1.5779 | 1.7779 | 12.6143 | 12.941 | 0.04 | -3.5% | 0.2 | -17.5% | 12.1 | 14.5 | 13.7 | 14.3 | 13.9 | 15.2 | 9 | 13 | 9 | 13 | 1 | [5 empty] | 1 |  | 1 |  | 1 | 0 | 0 | 1 | 1 | 0 | 0 | 0 | 0 | 0
2000-12-30 | 365 | 5279.3333 | 24.3331 | 1.3862 | 0.71624 | 0.91624 | 20.0748 | 136.136 | 136.136 | 14.5253 | 12.4313 | 12.679 | 12.7764 | 13.025 | 1.5082 | 1.5082 | 1.7082 | 12.5514 | 12.8782 | 0.04 | -3.5% | 0.2 | -17.5% | 12.1 | 14.5 | 13.7 | 14.3 | 13.9 | 15.2 | 9 | 13 | 9 | 13 | 1 | [5 empty] | 1 |  | 1 |  | 1 | 0 | 0 | 1 | 1 | 0 | 0 | 0 | 0 | 0
Note on F1: this equation was taken from 97_2006 10 yr cut "Predicted Meant Temp, C BEST MODEL NESTED". The equation only needs elevation, day of year, and log10 discharge. The model outputs from this jmp neural model (hold back = .333) are in illustrator titled "10YR BEST MEANTEMP MODEL HB5 (2)"
Note on G1: science policy user: change comes from Isaak et al., 2012
Note on K1: james mccutchan: Used HB2 from storet data 2.15.12.jmp equation
Note on U1: science policy user: data from the table 4 from Isaak 2012
Note on V1: science policy user: from Isaak table 2 (% change/decade)
Note on AI1: moppold: If "TEST" colums turn up a 1 then the stream temp is greater than the regulation, therefore failure occurs

## RiskSerializationData (hidden)
0 | 0
0
0
FALSE | 15680 | 7345 | 13120 | 100
FALSE | 15680 | 7345 | 13120 | 500
FALSE | 15680 | 7345 | 13120 | 1000
FALSE | 15680 | 7345 | 13120 | 1500
FALSE | 15680 | 7345 | 13120 | 2000
0
0 | FALSE | FALSE | 10 | 0.95 | 1

## Result.Calc
Results for Scenario: | FR HIGH WWTP Q
Day of year | CS-II Chronic | CS-II Acute | 7-day average downstream temperature | 2-hour Max downstream Temperature | Percentile exceeding standard (chronic) | Percentile exceeding standard (acute) | 1-POE (chronic)
1 | 9 | 13 | 12.5273 | 12.3064 | 1 | 0 | 0
2 | 9 | 13 | 12.5273 | 12.3129 | 1 | 0 | 0
3 | 9 | 13 | 12.4478 | 12.3198 | 1 | 0 | 0
4 | 9 | 13 | 12.3779 | 12.3271 | 1 | 0 | 0
5 | 9 | 13 | 12.3177 | 12.3347 | 1 | 0 | 0
6 | 9 | 13 | 12.2671 | 12.3427 | 1 | 0 | 0
7 | 9 | 13 | 12.2261 | 12.351 | 1 | 0 | 0
8 | 9 | 13 | 12.1946 | 12.3597 | 1 | 0 | 0
9 | 9 | 13 | 12.1999 | 12.3689 | 1 | 0 | 0
10 | 9 | 13 | 12.2055 | 12.3784 | 1 | 0 | 0
11 | 9 | 13 | 12.2115 | 12.3883 | 1 | 0 | 0
12 | 9 | 13 | 12.2178 | 12.3986 | 1 | 0 | 0
13 | 9 | 13 | 12.2244 | 12.4093 | 1 | 0 | 0
14 | 9 | 13 | 12.2314 | 12.4204 | 1 | 0 | 0
15 | 9 | 13 | 12.2388 | 12.432 | 1 | 0 | 0
16 | 9 | 13 | 12.2465 | 12.4465 | 1 | 0 | 0
17 | 9 | 13 | 12.255 | 12.4614 | 1 | 0 | 0
18 | 9 | 13 | 12.2642 | 12.4767 | 1 | 0 | 0
19 | 9 | 13 | 12.2743 | 12.4924 | 1 | 0 | 0
20 | 9 | 13 | 12.2851 | 12.5085 | 1 | 0 | 0
21 | 9 | 13 | 12.2966 | 12.5251 | 1 | 0 | 0
22 | 9 | 13 | 12.309 | 12.542 | 1 | 0 | 0
23 | 9 | 13 | 12.3222 | 12.5595 | 1 | 0 | 0
24 | 9 | 13 | 12.3357 | 12.5773 | 1 | 0 | 0
25 | 9 | 13 | 12.3496 | 12.5956 | 1 | 0 | 0
26 | 9 | 13 | 12.3639 | 12.6144 | 1 | 0 | 0
27 | 9 | 13 | 12.3786 | 12.6336 | 1 | 0 | 0
28 | 9 | 13 | 12.3938 | 12.6533 | 1 | 0 | 0
29 | 9 | 13 | 12.4093 | 12.6734 | 1 | 0 | 0
30 | 9 | 13 | 12.4253 | 12.694 | 1 | 0 | 0
31 | 9 | 13 | 12.4417 | 12.7151 | 1 | 0 | 0
32 | 9 | 13 | 12.4585 | 12.7367 | 1 | 0 | 0
33 | 9 | 13 | 12.4758 | 12.7588 | 1 | 0 | 0
34 | 9 | 13 | 12.4935 | 12.7813 | 1 | 0 | 0
35 | 9 | 13 | 12.5116 | 12.8044 | 1 | 0 | 0
36 | 9 | 13 | 12.5302 | 12.828 | 1 | 0 | 0
37 | 9 | 13 | 12.5493 | 12.8521 | 1 | 0 | 0
38 | 9 | 13 | 12.5688 | 12.8767 | 1 | 0 | 0
39 | 9 | 13 | 12.5889 | 12.9018 | 1 | 0 | 0
40 | 9 | 13 | 12.6094 | 12.9275 | 1 | 0 | 0
41 | 9 | 13 | 12.6303 | 12.9537 | 1 | 0 | 0
42 | 9 | 13 | 12.6518 | 12.9805 | 1 | 0 | 0
43 | 9 | 13 | 12.6738 | 13.0078 | 1 | 1 | 0
44 | 9 | 13 | 12.6963 | 13.0356 | 1 | 1 | 0
45 | 9 | 13 | 12.7192 | 13.0641 | 1 | 1 | 0
46 | 9 | 13 | 12.7428 | 13.093 | 1 | 1 | 0
47 | 9 | 13 | 12.7668 | 13.1176 | 1 | 1 | 0
48 | 9 | 13 | 12.7905 | 13.1428 | 1 | 1 | 0
49 | 9 | 13 | 12.8138 | 13.1687 | 1 | 1 | 0
50 | 9 | 13 | 12.8368 | 13.1953 | 1 | 1 | 0
51 | 9 | 13 | 12.8596 | 13.2227 | 1 | 1 | 0
52 | 9 | 13 | 12.8821 | 13.2508 | 1 | 1 | 0
53 | 9 | 13 | 12.9043 | 13.2796 | 1 | 1 | 0
54 | 9 | 13 | 12.9263 | 13.3091 | 1 | 1 | 0
55 | 9 | 13 | 12.9489 | 13.3394 | 1 | 1 | 0
56 | 9 | 13 | 12.9722 | 13.3704 | 1 | 1 | 0
57 | 9 | 13 | 12.9962 | 13.4022 | 1 | 1 | 0
58 | 9 | 13 | 13.0209 | 13.4348 | 1 | 1 | 0
59 | 9 | 13 | 13.0463 | 13.4681 | 1 | 1 | 0
60 | 9 | 13 | 13.0724 | 13.5021 | 1 | 1 | 0
61 | 9 | 13 | 13.0991 | 13.537 | 1 | 1 | 0
62 | 9 | 13 | 13.1266 | 13.5726 | 1 | 1 | 0
63 | 9 | 13 | 13.1548 | 13.609 | 1 | 1 | 0
64 | 9 | 13 | 13.1837 | 13.6462 | 1 | 1 | 0
65 | 9 | 13 | 13.2134 | 13.6842 | 1 | 1 | 0
66 | 9 | 13 | 13.2438 | 13.723 | 1 | 1 | 0
67 | 9 | 13 | 13.2749 | 13.7626 | 1 | 1 | 0
68 | 9 | 13 | 13.3068 | 13.803 | 1 | 1 | 0
69 | 9 | 13 | 13.3394 | 13.8443 | 1 | 1 | 0
70 | 9 | 13 | 13.3728 | 13.8863 | 1 | 1 | 0
71 | 9 | 13 | 13.4069 | 13.9291 | 1 | 1 | 0
72 | 9 | 13 | 13.4418 | 13.9728 | 1 | 1 | 0
73 | 9 | 13 | 13.4775 | 14.0173 | 1 | 1 | 0
74 | 9 | 13 | 13.5139 | 14.0626 | 1 | 1 | 0
75 | 9 | 13 | 13.5512 | 14.1087 | 1 | 1 | 0
76 | 9 | 13 | 13.5892 | 14.1344 | 1 | 1 | 0
77 | 9 | 13 | 13.6234 | 14.162 | 1 | 1 | 0
78 | 9 | 13 | 13.6541 | 14.1916 | 1 | 1 | 0
79 | 9 | 13 | 13.6813 | 14.2231 | 1 | 1 | 0
80 | 9 | 13 | 13.7051 | 14.2564 | 1 | 1 | 0
81 | 9 | 13 | 13.7259 | 14.2916 | 1 | 1 | 0
82 | 9 | 13 | 13.7435 | 14.3286 | 1 | 1 | 0
83 | 9 | 13 | 13.7583 | 14.3675 | 1 | 1 | 0
84 | 9 | 13 | 13.775 | 14.4081 | 1 | 1 | 0
85 | 9 | 13 | 13.7934 | 14.4506 | 1 | 1 | 0
86 | 9 | 13 | 13.8136 | 14.4948 | 1 | 1 | 0
87 | 9 | 13 | 13.8356 | 14.5407 | 1 | 1 | 0
88 | 9 | 13 | 13.8594 | 14.5883 | 1 | 1 | 0
89 | 9 | 13 | 13.885 | 14.6377 | 1 | 1 | 0
90 | 9 | 13 | 13.9122 | 14.6886 | 1 | 1 | 0
91 | 9 | 13 | 13.9412 | 14.7413 | 1 | 1 | 0
92 | 18.2 | 23.8 | 13.972 | 14.7955 | 0 | 0 | 1
93 | 18.2 | 23.8 | 14.0044 | 14.8514 | 0 | 0 | 1
94 | 18.2 | 23.8 | 14.0385 | 14.9088 | 0 | 0 | 1
95 | 18.2 | 23.8 | 14.0743 | 14.9678 | 0 | 0 | 1
96 | 18.2 | 23.8 | 14.1117 | 15.0282 | 0 | 0 | 1
97 | 18.2 | 23.8 | 14.1508 | 15.0902 | 0 | 0 | 1
98 | 18.2 | 23.8 | 14.1914 | 15.1536 | 0 | 0 | 1
99 | 18.2 | 23.8 | 14.2337 | 15.2184 | 0 | 0 | 1
100 | 18.2 | 23.8 | 14.2776 | 15.2846 | 0 | 0 | 1
101 | 18.2 | 23.8 | 14.323 | 15.3522 | 0 | 0 | 1
102 | 18.2 | 23.8 | 14.37 | 15.4212 | 0 | 0 | 1
103 | 18.2 | 23.8 | 14.4186 | 15.4914 | 0 | 0 | 1
104 | 18.2 | 23.8 | 14.4686 | 15.563 | 0 | 0 | 1
105 | 18.2 | 23.8 | 14.5201 | 15.6357 | 0 | 0 | 1
106 | 18.2 | 23.8 | 14.5731 | 15.6891 | 0 | 0 | 1
107 | 18.2 | 23.8 | 14.6212 | 15.7453 | 0 | 0 | 1
108 | 18.2 | 23.8 | 14.6649 | 15.804 | 0 | 0 | 1
109 | 18.2 | 23.8 | 14.7046 | 15.8653 | 0 | 0 | 1
110 | 18.2 | 23.8 | 14.7404 | 15.9289 | 0 | 0 | 1
111 | 18.2 | 23.8 | 14.7728 | 15.9948 | 0 | 0 | 1
112 | 18.2 | 23.8 | 14.802 | 16.0627 | 0 | 0 | 1
113 | 18.2 | 23.8 | 14.8282 | 16.1327 | 0 | 0 | 1
114 | 18.2 | 23.8 | 14.858 | 16.2045 | 0 | 0 | 1
115 | 18.2 | 23.8 | 14.8912 | 16.278 | 0 | 0 | 1
116 | 18.2 | 23.8 | 14.9277 | 16.3533 | 0 | 0 | 1
117 | 18.2 | 23.8 | 14.9673 | 16.43 | 0 | 0 | 1
118 | 18.2 | 23.8 | 15.0098 | 16.5083 | 0 | 0 | 1
119 | 18.2 | 23.8 | 15.0551 | 16.5878 | 0 | 0 | 1
120 | 18.2 | 23.8 | 15.1031 | 16.6687 | 0 | 0 | 1
121 | 18.2 | 23.8 | 15.1536 | 16.7508 | 0 | 0 | 1
122 | 18.2 | 23.8 | 15.2066 | 16.8339 | 0 | 0 | 1
123 | 18.2 | 23.8 | 15.2619 | 16.9181 | 0 | 0 | 1
124 | 18.2 | 23.8 | 15.3193 | 17.0032 | 0 | 0 | 1
125 | 18.2 | 23.8 | 15.3788 | 17.0891 | 0 | 0 | 1
126 | 18.2 | 23.8 | 15.4403 | 17.1759 | 0 | 0 | 1
127 | 18.2 | 23.8 | 15.5037 | 17.2634 | 0 | 0 | 1
128 | 18.2 | 23.8 | 15.5688 | 17.3515 | 0 | 0 | 1
129 | 18.2 | 23.8 | 15.6355 | 17.4402 | 0 | 0 | 1
130 | 18.2 | 23.8 | 15.7039 | 17.5295 | 0 | 0 | 1
131 | 18.2 | 23.8 | 15.7737 | 17.6192 | 0 | 0 | 1
132 | 18.2 | 23.8 | 15.8448 | 17.7094 | 0 | 0 | 1
133 | 18.2 | 23.8 | 15.9173 | 17.7999 | 0 | 0 | 1
134 | 18.2 | 23.8 | 15.991 | 17.8907 | 0 | 0 | 1
135 | 18.2 | 23.8 | 16.0658 | 17.9817 | 0 | 0 | 1
136 | 18.2 | 23.8 | 16.1417 | 18.0707 | 0 | 0 | 1
137 | 18.2 | 23.8 | 16.218 | 18.1599 | 0 | 0 | 1
138 | 18.2 | 23.8 | 16.2946 | 18.2494 | 0 | 0 | 1
139 | 18.2 | 23.8 | 16.3716 | 18.3389 | 0 | 0 | 1
140 | 18.2 | 23.8 | 16.4488 | 18.4285 | 0 | 0 | 1
141 | 18.2 | 23.8 | 16.5262 | 18.5181 | 0 | 0 | 1
142 | 18.2 | 23.8 | 16.6039 | 18.6077 | 0 | 0 | 1
143 | 18.2 | 23.8 | 16.6816 | 18.6972 | 0 | 0 | 1
144 | 18.2 | 23.8 | 16.7601 | 18.7867 | 0 | 0 | 1
145 | 18.2 | 23.8 | 16.8391 | 18.876 | 0 | 0 | 1
146 | 18.2 | 23.8 | 16.9187 | 18.9651 | 0 | 0 | 1
147 | 18.2 | 23.8 | 16.9988 | 19.054 | 0 | 0 | 1
148 | 18.2 | 23.8 | 17.0793 | 19.1427 | 0 | 0 | 1
149 | 18.2 | 23.8 | 17.1601 | 19.2312 | 0 | 0 | 1
150 | 18.2 | 23.8 | 17.2412 | 19.3193 | 0 | 0 | 1
151 | 18.2 | 23.8 | 17.3226 | 19.407 | 0 | 0 | 1
152 | 18.2 | 23.8 | 17.4042 | 19.4945 | 0 | 0 | 1
153 | 18.2 | 23.8 | 17.4859 | 19.5815 | 0 | 0 | 1
154 | 18.2 | 23.8 | 17.5677 | 19.6681 | 0 | 0 | 1
155 | 18.2 | 23.8 | 17.6496 | 19.7542 | 0 | 0 | 1
156 | 18.2 | 23.8 | 17.7315 | 19.8399 | 0 | 0 | 1
157 | 18.2 | 23.8 | 17.8134 | 19.9251 | 0 | 0 | 1
158 | 18.2 | 23.8 | 17.8951 | 20.0097 | 0 | 0 | 1
159 | 18.2 | 23.8 | 17.9768 | 20.0938 | 0 | 0 | 1
160 | 18.2 | 23.8 | 18.0583 | 20.1773 | 0 | 0 | 1
161 | 18.2 | 23.8 | 18.1396 | 20.2602 | 0 | 0 | 1
162 | 18.2 | 23.8 | 18.2207 | 20.3424 | 1 | 0 | 0
163 | 18.2 | 23.8 | 18.3015 | 20.424 | 1 | 0 | 0
164 | 18.2 | 23.8 | 18.3821 | 20.505 | 1 | 0 | 0
165 | 18.2 | 23.8 | 18.4623 | 20.5852 | 1 | 0 | 0
166 | 18.2 | 23.8 | 18.5421 | 20.6647 | 1 | 0 | 0
167 | 18.2 | 23.8 | 18.6216 | 20.7612 | 1 | 0 | 0
168 | 18.2 | 23.8 | 18.7041 | 20.8564 | 1 | 0 | 0
169 | 18.2 | 23.8 | 18.7897 | 20.9502 | 1 | 0 | 0
170 | 18.2 | 23.8 | 18.8781 | 21.0427 | 1 | 0 | 0
171 | 18.2 | 23.8 | 18.9693 | 21.1339 | 1 | 0 | 0
172 | 18.2 | 23.8 | 19.0631 | 21.2236 | 1 | 0 | 0
173 | 18.2 | 23.8 | 19.1596 | 21.3118 | 1 | 0 | 0
174 | 18.2 | 23.8 | 19.2584 | 21.3985 | 1 | 0 | 0
175 | 18.2 | 23.8 | 19.356 | 21.4838 | 1 | 0 | 0
176 | 18.2 | 23.8 | 19.4524 | 21.5674 | 1 | 0 | 0
177 | 18.2 | 23.8 | 19.5475 | 21.6495 | 1 | 0 | 0
178 | 18.2 | 23.8 | 19.6413 | 21.7299 | 1 | 0 | 0
179 | 18.2 | 23.8 | 19.7338 | 21.8086 | 1 | 0 | 0
180 | 18.2 | 23.8 | 19.8248 | 21.8857 | 1 | 0 | 0
181 | 18.2 | 23.8 | 19.9145 | 21.961 | 1 | 0 | 0
182 | 18.2 | 23.8 | 20.0026 | 22.0346 | 1 | 0 | 0
183 | 18.2 | 23.8 | 20.0893 | 22.1063 | 1 | 0 | 0
184 | 18.2 | 23.8 | 20.1745 | 22.1762 | 1 | 0 | 0
185 | 18.2 | 23.8 | 20.2582 | 22.2443 | 1 | 0 | 0
186 | 18.2 | 23.8 | 20.3402 | 22.3104 | 1 | 0 | 0
187 | 18.2 | 23.8 | 20.4206 | 22.3746 | 1 | 0 | 0
188 | 18.2 | 23.8 | 20.4993 | 22.4369 | 1 | 0 | 0
189 | 18.2 | 23.8 | 20.5764 | 22.4971 | 1 | 0 | 0
190 | 18.2 | 23.8 | 20.6517 | 22.5553 | 1 | 0 | 0
191 | 18.2 | 23.8 | 20.7253 | 22.6114 | 1 | 0 | 0
192 | 18.2 | 23.8 | 20.7971 | 22.6654 | 1 | 0 | 0
193 | 18.2 | 23.8 | 20.8671 | 22.7173 | 1 | 0 | 0
194 | 18.2 | 23.8 | 20.9352 | 22.7671 | 1 | 0 | 0
195 | 18.2 | 23.8 | 21.0015 | 22.8146 | 1 | 0 | 0
196 | 18.2 | 23.8 | 21.0658 | 22.86 | 1 | 0 | 0
197 | 18.2 | 23.8 | 21.1282 | 22.9028 | 1 | 0 | 0
198 | 18.2 | 23.8 | 21.1884 | 22.9433 | 1 | 0 | 0
199 | 18.2 | 23.8 | 21.2466 | 22.9816 | 1 | 0 | 0
200 | 18.2 | 23.8 | 21.3025 | 23.0177 | 1 | 0 | 0
201 | 18.2 | 23.8 | 21.3563 | 23.0515 | 1 | 0 | 0
202 | 18.2 | 23.8 | 21.4078 | 23.0829 | 1 | 0 | 0
203 | 18.2 | 23.8 | 21.4571 | 23.112 | 1 | 0 | 0
204 | 18.2 | 23.8 | 21.5041 | 23.1388 | 1 | 0 | 0
205 | 18.2 | 23.8 | 21.549 | 23.1632 | 1 | 0 | 0
206 | 18.2 | 23.8 | 21.5918 | 23.1852 | 1 | 0 | 0
207 | 18.2 | 23.8 | 21.6323 | 23.2048 | 1 | 0 | 0
208 | 18.2 | 23.8 | 21.6707 | 23.222 | 1 | 0 | 0
209 | 18.2 | 23.8 | 21.7069 | 23.2368 | 1 | 0 | 0
210 | 18.2 | 23.8 | 21.7409 | 23.2492 | 1 | 0 | 0
211 | 18.2 | 23.8 | 21.7727 | 23.2591 | 1 | 0 | 0
212 | 18.2 | 23.8 | 21.8023 | 23.2666 | 1 | 0 | 0
213 | 18.2 | 23.8 | 21.8296 | 23.2717 | 1 | 0 | 0
214 | 18.2 | 23.8 | 21.8547 | 23.2743 | 1 | 0 | 0
215 | 18.2 | 23.8 | 21.8776 | 23.2746 | 1 | 0 | 0
216 | 18.2 | 23.8 | 21.8982 | 23.2723 | 1 | 0 | 0
217 | 18.2 | 23.8 | 21.9166 | 23.2677 | 1 | 0 | 0
218 | 18.2 | 23.8 | 21.9327 | 23.2607 | 1 | 0 | 0
219 | 18.2 | 23.8 | 21.9467 | 23.2513 | 1 | 0 | 0
220 | 18.2 | 23.8 | 21.9584 | 23.2395 | 1 | 0 | 0
221 | 18.2 | 23.8 | 21.968 | 23.2254 | 1 | 0 | 0
222 | 18.2 | 23.8 | 21.9754 | 23.209 | 1 | 0 | 0
223 | 18.2 | 23.8 | 21.9806 | 23.1903 | 1 | 0 | 0
224 | 18.2 | 23.8 | 21.9838 | 23.1693 | 1 | 0 | 0
225 | 18.2 | 23.8 | 21.9848 | 23.1461 | 1 | 0 | 0
226 | 18.2 | 23.8 | 21.9838 | 23.1207 | 1 | 0 | 0
227 | 18.2 | 23.8 | 21.9808 | 23.0932 | 1 | 0 | 0
228 | 18.2 | 23.8 | 21.9758 | 23.0639 | 1 | 0 | 0
229 | 18.2 | 23.8 | 21.9681 | 23.0324 | 1 | 0 | 0
230 | 18.2 | 23.8 | 21.9578 | 22.9987 | 1 | 0 | 0
231 | 18.2 | 23.8 | 21.9448 | 22.963 | 1 | 0 | 0
232 | 18.2 | 23.8 | 21.9292 | 22.9253 | 1 | 0 | 0
233 | 18.2 | 23.8 | 21.9109 | 22.8855 | 1 | 0 | 0
234 | 18.2 | 23.8 | 21.8899 | 22.8438 | 1 | 0 | 0
235 | 18.2 | 23.8 | 21.8662 | 22.8001 | 1 | 0 | 0
236 | 18.2 | 23.8 | 21.8406 | 22.7546 | 1 | 0 | 0
237 | 18.2 | 23.8 | 21.8131 | 22.7072 | 1 | 0 | 0
238 | 18.2 | 23.8 | 21.7838 | 22.658 | 1 | 0 | 0
239 | 18.2 | 23.8 | 21.7526 | 22.6072 | 1 | 0 | 0
240 | 18.2 | 23.8 | 21.7197 | 22.5546 | 1 | 0 | 0
241 | 18.2 | 23.8 | 21.6851 | 22.5004 | 1 | 0 | 0
242 | 18.2 | 23.8 | 21.6488 | 22.4447 | 1 | 0 | 0
243 | 18.2 | 23.8 | 21.611 | 22.3875 | 1 | 0 | 0
244 | 18.2 | 23.8 | 21.5716 | 22.3289 | 1 | 0 | 0
245 | 18.2 | 23.8 | 21.5307 | 22.269 | 1 | 0 | 0
246 | 18.2 | 23.8 | 21.4885 | 22.2077 | 1 | 0 | 0
247 | 18.2 | 23.8 | 21.4449 | 22.1453 | 1 | 0 | 0
248 | 18.2 | 23.8 | 21.4001 | 22.0818 | 1 | 0 | 0
249 | 18.2 | 23.8 | 21.354 | 22.0172 | 1 | 0 | 0
250 | 18.2 | 23.8 | 21.3069 | 21.9517 | 1 | 0 | 0
251 | 18.2 | 23.8 | 21.2588 | 21.8853 | 1 | 0 | 0
252 | 18.2 | 23.8 | 21.2097 | 21.8182 | 1 | 0 | 0
253 | 18.2 | 23.8 | 21.1598 | 21.7504 | 1 | 0 | 0
254 | 18.2 | 23.8 | 21.1091 | 21.682 | 1 | 0 | 0
255 | 18.2 | 23.8 | 21.0577 | 21.6132 | 1 | 0 | 0
256 | 18.2 | 23.8 | 21.0058 | 21.5439 | 1 | 0 | 0
257 | 18.2 | 23.8 | 20.9534 | 21.4744 | 1 | 0 | 0
258 | 18.2 | 23.8 | 20.9006 | 21.4047 | 1 | 0 | 0
259 | 18.2 | 23.8 | 20.8476 | 21.327 | 1 | 0 | 0
260 | 18.2 | 23.8 | 20.7921 | 21.2483 | 1 | 0 | 0
261 | 18.2 | 23.8 | 20.734 | 21.1686 | 1 | 0 | 0
262 | 18.2 | 23.8 | 20.6733 | 21.088 | 1 | 0 | 0
263 | 18.2 | 23.8 | 20.6099 | 21.0066 | 1 | 0 | 0
264 | 18.2 | 23.8 | 20.5437 | 20.9243 | 1 | 0 | 0
265 | 18.2 | 23.8 | 20.4746 | 20.8413 | 1 | 0 | 0
266 | 18.2 | 23.8 | 20.4025 | 20.7576 | 1 | 0 | 0
267 | 18.2 | 23.8 | 20.3296 | 20.6733 | 1 | 0 | 0
268 | 18.2 | 23.8 | 20.256 | 20.5885 | 1 | 0 | 0
269 | 18.2 | 23.8 | 20.1816 | 20.5031 | 1 | 0 | 0
270 | 18.2 | 23.8 | 20.1067 | 20.4172 | 1 | 0 | 0
271 | 18.2 | 23.8 | 20.0311 | 20.331 | 1 | 0 | 0
272 | 18.2 | 23.8 | 19.955 | 20.2444 | 1 | 0 | 0
273 | 18.2 | 23.8 | 19.8785 | 20.1576 | 1 | 0 | 0
274 | 18.2 | 23.8 | 19.8015 | 20.0705 | 1 | 0 | 0
275 | 18.2 | 23.8 | 19.7243 | 19.9832 | 1 | 0 | 0
276 | 18.2 | 23.8 | 19.6467 | 19.8959 | 1 | 0 | 0
277 | 18.2 | 23.8 | 19.5688 | 19.8085 | 1 | 0 | 0
278 | 18.2 | 23.8 | 19.4908 | 19.7211 | 1 | 0 | 0
279 | 18.2 | 23.8 | 19.4127 | 19.6337 | 1 | 0 | 0
280 | 18.2 | 23.8 | 19.3345 | 19.5465 | 1 | 0 | 0
281 | 18.2 | 23.8 | 19.2563 | 19.4594 | 1 | 0 | 0
282 | 18.2 | 23.8 | 19.1781 | 19.3726 | 1 | 0 | 0
283 | 18.2 | 23.8 | 19.1 | 19.286 | 1 | 0 | 0
284 | 18.2 | 23.8 | 19.0221 | 19.1998 | 1 | 0 | 0
285 | 18.2 | 23.8 | 18.9443 | 19.1139 | 1 | 0 | 0
286 | 18.2 | 23.8 | 18.8668 | 19.0284 | 1 | 0 | 0
287 | 18.2 | 23.8 | 18.7896 | 18.9434 | 1 | 0 | 0
288 | 18.2 | 23.8 | 18.7127 | 18.859 | 1 | 0 | 0
289 | 18.2 | 23.8 | 18.6362 | 18.7633 | 1 | 0 | 0
290 | 18.2 | 23.8 | 18.558 | 18.6676 | 1 | 0 | 0
291 | 18.2 | 23.8 | 18.4779 | 18.5718 | 1 | 0 | 0
292 | 18.2 | 23.8 | 18.396 | 18.4761 | 1 | 0 | 0
293 | 18.2 | 23.8 | 18.3122 | 18.3805 | 1 | 0 | 0
294 | 18.2 | 23.8 | 18.2264 | 18.285 | 1 | 0 | 0
295 | 18.2 | 23.8 | 18.1387 | 18.1896 | 0 | 0 | 1
296 | 18.2 | 23.8 | 18.0488 | 18.0943 | 0 | 0 | 1
297 | 18.2 | 23.8 | 17.9591 | 17.9993 | 0 | 0 | 1
298 | 18.2 | 23.8 | 17.8694 | 17.9046 | 0 | 0 | 1
299 | 18.2 | 23.8 | 17.7799 | 17.81 | 0 | 0 | 1
300 | 18.2 | 23.8 | 17.6906 | 17.7158 | 0 | 0 | 1
301 | 18.2 | 23.8 | 17.6015 | 17.622 | 0 | 0 | 1
302 | 18.2 | 23.8 | 17.5126 | 17.5285 | 0 | 0 | 1
303 | 18.2 | 23.8 | 17.424 | 17.4353 | 0 | 0 | 1
304 | 18.2 | 23.8 | 17.3357 | 17.3426 | 0 | 0 | 1
305 | 18.2 | 23.8 | 17.2477 | 17.2503 | 0 | 0 | 1
306 | 9 | 13 | 17.16 | 17.1585 | 1 | 1 | 0
307 | 9 | 13 | 17.0728 | 17.0672 | 1 | 1 | 0
308 | 9 | 13 | 16.9859 | 16.9764 | 1 | 1 | 0
309 | 9 | 13 | 16.8995 | 16.8861 | 1 | 1 | 0
310 | 9 | 13 | 16.8135 | 16.7964 | 1 | 1 | 0
311 | 9 | 13 | 16.7279 | 16.7072 | 1 | 1 | 0
312 | 9 | 13 | 16.6429 | 16.6186 | 1 | 1 | 0
313 | 9 | 13 | 16.5583 | 16.5307 | 1 | 1 | 0
314 | 9 | 13 | 16.4743 | 16.4433 | 1 | 1 | 0
315 | 9 | 13 | 16.3908 | 16.3566 | 1 | 1 | 0
316 | 9 | 13 | 16.3079 | 16.2706 | 1 | 1 | 0
317 | 9 | 13 | 16.2255 | 16.1852 | 1 | 1 | 0
318 | 9 | 13 | 16.1437 | 16.1004 | 1 | 1 | 0
319 | 9 | 13 | 16.0625 | 16.0164 | 1 | 1 | 0
320 | 9 | 13 | 15.9819 | 15.9274 | 1 | 1 | 0
321 | 9 | 13 | 15.901 | 15.839 | 1 | 1 | 0
322 | 9 | 13 | 15.8198 | 15.7512 | 1 | 1 | 0
323 | 9 | 13 | 15.7383 | 15.664 | 1 | 1 | 0
324 | 9 | 13 | 15.6565 | 15.5775 | 1 | 1 | 0
325 | 9 | 13 | 15.5744 | 15.4915 | 1 | 1 | 0
326 | 9 | 13 | 15.4919 | 15.4062 | 1 | 1 | 0
327 | 9 | 13 | 15.4091 | 15.3216 | 1 | 1 | 0
328 | 9 | 13 | 15.3269 | 15.2376 | 1 | 1 | 0
329 | 9 | 13 | 15.2453 | 15.1543 | 1 | 1 | 0
330 | 9 | 13 | 15.1643 | 15.0716 | 1 | 1 | 0
331 | 9 | 13 | 15.0838 | 14.9896 | 1 | 1 | 0
332 | 9 | 13 | 15.004 | 14.9083 | 1 | 1 | 0
333 | 9 | 13 | 14.9249 | 14.8277 | 1 | 1 | 0
334 | 9 | 13 | 14.8463 | 14.7478 | 1 | 1 | 0
335 | 9 | 13 | 14.7684 | 14.6686 | 1 | 1 | 0
336 | 9 | 13 | 14.6911 | 14.59 | 1 | 1 | 0
337 | 9 | 13 | 14.6144 | 14.5122 | 1 | 1 | 0
338 | 9 | 13 | 14.5384 | 14.4351 | 1 | 1 | 0
339 | 9 | 13 | 14.463 | 14.3586 | 1 | 1 | 0
340 | 9 | 13 | 14.3882 | 14.2829 | 1 | 1 | 0
341 | 9 | 13 | 14.3141 | 14.2079 | 1 | 1 | 0
342 | 9 | 13 | 14.2407 | 14.1335 | 1 | 1 | 0
343 | 9 | 13 | 14.1679 | 14.0599 | 1 | 1 | 0
344 | 9 | 13 | 14.0957 | 13.987 | 1 | 1 | 0
345 | 9 | 13 | 14.0242 | 13.9147 | 1 | 1 | 0
346 | 9 | 13 | 13.9533 | 13.8432 | 1 | 1 | 0
347 | 9 | 13 | 13.8831 | 13.7724 | 1 | 1 | 0
348 | 9 | 13 | 13.8135 | 13.7022 | 1 | 1 | 0
349 | 9 | 13 | 13.7446 | 13.6327 | 1 | 1 | 0
350 | 9 | 13 | 13.6763 | 13.5603 | 1 | 1 | 0
351 | 9 | 13 | 13.6081 | 13.4885 | 1 | 1 | 0
352 | 9 | 13 | 13.5399 | 13.4174 | 1 | 1 | 0
353 | 9 | 13 | 13.4719 | 13.3469 | 1 | 1 | 0
354 | 9 | 13 | 13.4039 | 13.2771 | 1 | 1 | 0
355 | 9 | 13 | 13.3359 | 13.208 | 1 | 1 | 0
356 | 9 | 13 | 13.268 | 13.1395 | 1 | 1 | 0
357 | 9 | 13 | 13.2002 | 13.0716 | 1 | 1 | 0
358 | 9 | 13 | 13.1329 | 13.0044 | 1 | 1 | 0
359 | 9 | 13 | 13.0663 | 12.9378 | 1 | 0 | 0
360 | 9 | 13 | 13.0002 | 12.8718 | 1 | 0 | 0
361 | 9 | 13 | 12.9348 | 12.8065 | 1 | 0 | 0
362 | 9 | 13 | 12.87 | 12.7418 | 1 | 0 | 0
363 | 9 | 13 | 12.8057 | 12.6777 | 1 | 0 | 0
364 | 9 | 13 | 12.7421 | 12.6143 | 1 | 0 | 0
365 | 9 | 13 | 12.679 | 12.5514 | 1 | 0 | 0
Note on B2: science policy user: the calculations below use the day of year plus 1 because that is the appropriate row number (e.g. day 1 is in row 2, so adding 1 to the day of year in column A provides the correct row in the standards column) in the Standards tab.

## CLimate Result.Calc
Results | FR HIGH WWTP Q | 2063 change in POE | change in POE | do not have climate properly included
Day of year | CS-II Chronic | CS-II Acute | 2043 CLIMATE 7-day average downstream temperature | 2043 CLIMATE 2-hour Max downstream Temperature | Percentile exceeding standard (chronic) | Percentile exceeding standard (acute) |  | Climate change percentile exceeding chronic-current percentile exceeding chronic
1 | 9 | 13 | 12.8697 | 12.61 | 1 | 0 | 1 | 0
2 | 9 | 13 | 12.8697 | 12.6148 | 1 | 0 |  | 0
3 | 9 | 13 | 12.7867 | 12.62 | 1 | 0 |  | 0
4 | 9 | 13 | 12.7132 | 12.6256 | 1 | 0 |  | 0
5 | 9 | 13 | 12.6491 | 12.6315 | 1 | 0 |  | 0
6 | 9 | 13 | 12.5945 | 12.6377 | 1 | 0 |  | 0
7 | 9 | 13 | 12.5493 | 12.6443 | 1 | 0 |  | 0
8 | 9 | 13 | 12.5134 | 12.6513 | 1 | 0 |  | 0
9 | 9 | 13 | 12.5173 | 12.6586 | 1 | 0 |  | 0
10 | 9 | 13 | 12.5216 | 12.6663 | 1 | 0 |  | 0
11 | 9 | 13 | 12.5261 | 12.6744 | 1 | 0 |  | 0
12 | 9 | 13 | 12.531 | 12.6828 | 1 | 0 |  | 0
13 | 9 | 13 | 12.5363 | 12.6917 | 1 | 0 |  | 0
14 | 9 | 13 | 12.5419 | 12.701 | 1 | 0 |  | 0
15 | 9 | 13 | 12.5478 | 12.7106 | 1 | 0 |  | 0
16 | 9 | 13 | 12.5541 | 12.7229 | 1 | 0 | 1 | 0
17 | 9 | 13 | 12.5611 | 12.7355 | 1 | 0 |  | 0
18 | 9 | 13 | 12.5687 | 12.7485 | 1 | 0 |  | 0
19 | 9 | 13 | 12.5771 | 12.7619 | 1 | 0 |  | 0
20 | 9 | 13 | 12.5862 | 12.7757 | 1 | 0 |  | 0
21 | 9 | 13 | 12.596 | 12.7899 | 1 | 0 |  | 0
22 | 9 | 13 | 12.6066 | 12.8046 | 1 | 0 |  | 0
23 | 9 | 13 | 12.6178 | 12.8196 | 1 | 0 |  | 0
24 | 9 | 13 | 12.6294 | 12.8351 | 1 | 0 |  | 0
25 | 9 | 13 | 12.6414 | 12.851 | 1 | 0 |  | 0
26 | 9 | 13 | 12.6538 | 12.8674 | 1 | 0 |  | 0
27 | 9 | 13 | 12.6666 | 12.8841 | 1 | 0 |  | 0
28 | 9 | 13 | 12.6798 | 12.9014 | 1 | 0 |  | 0
29 | 9 | 13 | 12.6933 | 12.9191 | 1 | 0 |  | 0
30 | 9 | 13 | 12.7073 | 12.9373 | 1 | 0 |  | 0
31 | 9 | 13 | 12.7218 | 12.9559 | 1 | 0 |  | 0
32 | 9 | 13 | 12.7366 | 12.975 | 1 | 0 |  | 0
33 | 9 | 13 | 12.7519 | 12.9946 | 1 | 0 |  | 0
34 | 9 | 13 | 12.7676 | 13.0146 | 1 | 1 |  | 0
35 | 9 | 13 | 12.7837 | 13.0352 | 1 | 1 |  | 0
36 | 9 | 13 | 12.8003 | 13.0562 | 1 | 1 |  | 0
37 | 9 | 13 | 12.8174 | 13.0778 | 1 | 1 |  | 0
38 | 9 | 13 | 12.8349 | 13.0998 | 1 | 1 |  | 0
39 | 9 | 13 | 12.8529 | 13.1224 | 1 | 1 |  | 0
40 | 9 | 13 | 12.8713 | 13.1455 | 1 | 1 |  | 0
41 | 9 | 13 | 12.8903 | 13.1691 | 1 | 1 |  | 0
42 | 9 | 13 | 12.9097 | 13.1933 | 1 | 1 |  | 0
43 | 9 | 13 | 12.9296 | 13.218 | 1 | 1 |  | 0
44 | 9 | 13 | 12.95 | 13.2432 | 1 | 1 |  | 0
45 | 9 | 13 | 12.9709 | 13.269 | 1 | 1 |  | 0
46 | 9 | 13 | 12.9923 | 13.2953 | 1 | 1 |  | 0
47 | 9 | 13 | 13.0142 | 13.3179 | 1 | 1 |  | 0
48 | 9 | 13 | 13.0359 | 13.3412 | 1 | 1 |  | 0
49 | 9 | 13 | 13.0574 | 13.3652 | 1 | 1 |  | 0
50 | 9 | 13 | 13.0787 | 13.3899 | 1 | 1 |  | 0
51 | 9 | 13 | 13.0999 | 13.4152 | 1 | 1 |  | 0
52 | 9 | 13 | 13.1208 | 13.4413 | 1 | 1 |  | 0
53 | 9 | 13 | 13.1417 | 13.468 | 1 | 1 |  | 0
54 | 9 | 13 | 13.1624 | 13.4955 | 1 | 1 |  | 0
55 | 9 | 13 | 13.1838 | 13.5237 | 1 | 1 |  | 0
56 | 9 | 13 | 13.2058 | 13.5526 | 1 | 1 |  | 0
57 | 9 | 13 | 13.2285 | 13.5822 | 1 | 1 |  | 0
58 | 9 | 13 | 13.2518 | 13.6125 | 1 | 1 |  | 0
59 | 9 | 13 | 13.2758 | 13.6436 | 1 | 1 |  | 0
60 | 9 | 13 | 13.3005 | 13.6755 | 1 | 1 |  | 0
61 | 9 | 13 | 13.3259 | 13.534 | 1 | 1 |  | 0
62 | 9 | 13 | 13.3221 | 13.5688 | 1 | 1 |  | 0
63 | 9 | 13 | 13.3192 | 13.6044 | 1 | 1 |  | 0
64 | 9 | 13 | 13.3172 | 13.6407 | 1 | 1 |  | 0
65 | 9 | 13 | 13.3159 | 13.6779 | 1 | 1 |  | 0
66 | 9 | 13 | 13.3156 | 13.7158 | 1 | 1 |  | 0
67 | 9 | 13 | 13.316 | 13.7546 | 1 | 1 |  | 0
68 | 9 | 13 | 13.3174 | 13.7941 | 1 | 1 |  | 0
69 | 9 | 13 | 13.3494 | 13.8345 | 1 | 1 |  | 0
70 | 9 | 13 | 13.3822 | 13.8756 | 1 | 1 |  | 0
71 | 9 | 13 | 13.4157 | 13.9176 | 1 | 1 |  | 0
72 | 9 | 13 | 13.45 | 13.9603 | 1 | 1 |  | 0
73 | 9 | 13 | 13.4851 | 14.0039 | 1 | 1 |  | 0
74 | 9 | 13 | 13.5209 | 14.0483 | 1 | 1 |  | 0
75 | 9 | 13 | 13.5575 | 14.0935 | 1 | 1 |  | 0
76 | 9 | 13 | 13.5949 | 14.1178 | 1 | 1 |  | 0
77 | 9 | 13 | 13.6285 | 14.1439 | 1 | 1 |  | 0
78 | 9 | 13 | 13.6585 | 14.1719 | 1 | 1 |  | 0
79 | 9 | 13 | 13.6849 | 14.2018 | 1 | 1 |  | 0
80 | 9 | 13 | 13.708 | 14.2334 | 1 | 1 |  | 0
81 | 9 | 13 | 13.7279 | 14.267 | 1 | 1 |  | 0
82 | 9 | 13 | 13.7448 | 14.3023 | 1 | 1 |  | 0
83 | 9 | 13 | 13.7586 | 14.3394 | 1 | 1 |  | 0
84 | 9 | 13 | 13.7743 | 14.3783 | 1 | 1 |  | 0
85 | 9 | 13 | 13.7917 | 14.4189 | 1 | 1 |  | 0
86 | 9 | 13 | 13.8109 | 14.4613 | 1 | 1 |  | 0
87 | 9 | 13 | 13.8318 | 14.5053 | 1 | 1 |  | 0
88 | 9 | 13 | 13.8545 | 14.5511 | 1 | 1 |  | 0
89 | 9 | 13 | 13.8788 | 14.5985 | 1 | 1 |  | 0
90 | 9 | 13 | 13.9049 | 14.6476 | 1 | 1 |  | 0
91 | 9 | 13 | 13.9327 | 14.6982 | 1 | 1 |  | 0
92 | 18.2 | 23.8 | 13.9621 | 14.7505 | 0 | 0 |  | 0
93 | 18.2 | 23.8 | 13.9933 | 14.8044 | 0 | 0 |  | 0
94 | 18.2 | 23.8 | 14.026 | 14.8598 | 0 | 0 |  | 0
95 | 18.2 | 23.8 | 14.0605 | 14.9167 | 0 | 0 |  | 0
96 | 18.2 | 23.8 | 14.0965 | 14.9751 | 0 | 0 |  | 0
97 | 18.2 | 23.8 | 14.1342 | 15.035 | 0 | 0 |  | 0
98 | 18.2 | 23.8 | 14.1734 | 15.0963 | 0 | 0 |  | 0
99 | 18.2 | 23.8 | 14.2143 | 15.1591 | 0 | 0 |  | 0
100 | 18.2 | 23.8 | 14.2567 | 15.2232 | 0 | 0 |  | 0
101 | 18.2 | 23.8 | 14.3006 | 15.2887 | 0 | 0 |  | 0
102 | 18.2 | 23.8 | 14.3461 | 15.3555 | 0 | 0 |  | 0
103 | 18.2 | 23.8 | 14.393 | 15.4237 | 0 | 0 |  | 0
104 | 18.2 | 23.8 | 14.4415 | 15.4931 | 0 | 0 |  | 0
105 | 18.2 | 23.8 | 14.4914 | 15.5637 | 0 | 0 |  | 0
106 | 18.2 | 23.8 | 14.5428 | 15.6128 | 0 | 0 |  | 0
107 | 18.2 | 23.8 | 14.5891 | 15.6647 | 0 | 0 |  | 0
108 | 18.2 | 23.8 | 14.6307 | 15.7194 | 0 | 0 |  | 0
109 | 18.2 | 23.8 | 14.668 | 15.7765 | 0 | 0 |  | 0
110 | 18.2 | 23.8 | 14.7013 | 15.836 | 0 | 0 |  | 0
111 | 18.2 | 23.8 | 14.7308 | 15.8979 | 0 | 0 |  | 0
112 | 18.2 | 23.8 | 14.7569 | 15.9619 | 0 | 0 |  | 0
113 | 18.2 | 23.8 | 14.7798 | 16.0279 | 0 | 0 |  | 0
114 | 18.2 | 23.8 | 14.8062 | 16.0959 | 0 | 0 |  | 0
115 | 18.2 | 23.8 | 14.8361 | 16.1657 | 0 | 0 |  | 0
116 | 18.2 | 23.8 | 14.8692 | 16.2372 | 0 | 0 |  | 0
117 | 18.2 | 23.8 | 14.9054 | 16.3103 | 0 | 0 |  | 0
118 | 18.2 | 23.8 | 14.9446 | 16.385 | 0 | 0 |  | 0
119 | 18.2 | 23.8 | 14.9865 | 16.461 | 0 | 0 |  | 0
120 | 18.2 | 23.8 | 15.0312 | 16.5384 | 0 | 0 |  | 0
121 | 18.2 | 23.8 | 15.0784 | 16.6171 | 0 | 0 |  | 0
122 | 18.2 | 23.8 | 15.1281 | 16.6969 | 0 | 0 |  | 0
123 | 18.2 | 23.8 | 15.1801 | 16.7778 | 0 | 0 |  | 0
124 | 18.2 | 23.8 | 15.2343 | 16.8597 | 0 | 0 |  | 0
125 | 18.2 | 23.8 | 15.2907 | 16.9426 | 0 | 0 |  | 0
126 | 18.2 | 23.8 | 15.349 | 17.0263 | 0 | 0 |  | 0
127 | 18.2 | 23.8 | 15.4092 | 17.1108 | 0 | 0 |  | 0
128 | 18.2 | 23.8 | 15.4712 | 17.196 | 0 | 0 |  | 0
129 | 18.2 | 23.8 | 15.5349 | 17.2818 | 0 | 0 |  | 0
130 | 18.2 | 23.8 | 15.6002 | 17.3683 | 0 | 0 |  | 0
131 | 18.2 | 23.8 | 15.667 | 17.4552 | 0 | 0 |  | 0
132 | 18.2 | 23.8 | 15.7352 | 17.5427 | 0 | 0 |  | 0
133 | 18.2 | 23.8 | 15.8048 | 17.6306 | 0 | 0 |  | 0
134 | 18.2 | 23.8 | 15.8756 | 17.7188 | 0 | 0 |  | 0
135 | 18.2 | 23.8 | 15.9476 | 17.8073 | 0 | 0 |  | 0
136 | 18.2 | 23.8 | 16.0208 | 17.8936 | 0 | 0 |  | 0
137 | 18.2 | 23.8 | 16.0943 | 17.9802 | 0 | 0 |  | 0
138 | 18.2 | 23.8 | 16.1681 | 18.067 | 0 | 0 |  | 0
139 | 18.2 | 23.8 | 16.2423 | 18.1541 | 0 | 0 |  | 0
140 | 18.2 | 23.8 | 16.3168 | 18.2412 | 0 | 0 |  | 0
141 | 18.2 | 23.8 | 16.3915 | 18.3284 | 0 | 0 |  | 0
142 | 18.2 | 23.8 | 16.4664 | 18.4157 | 0 | 0 |  | 0
143 | 18.2 | 23.8 | 16.5415 | 18.503 | 0 | 0 |  | 0
144 | 18.2 | 23.8 | 16.6172 | 18.5902 | 0 | 0 |  | 0
145 | 18.2 | 23.8 | 16.6937 | 18.6774 | 0 | 0 |  | 0
146 | 18.2 | 23.8 | 16.7707 | 18.7645 | 0 | 0 |  | 0
147 | 18.2 | 23.8 | 16.8482 | 18.8514 | 0 | 0 |  | 0
148 | 18.2 | 23.8 | 16.9263 | 18.9381 | 0 | 0 |  | 0
149 | 18.2 | 23.8 | 17.0047 | 19.0245 | 0 | 0 |  | 0
150 | 18.2 | 23.8 | 17.0834 | 19.1108 | 0 | 0 |  | 0
151 | 18.2 | 23.8 | 17.1625 | 19.1967 | 0 | 0 |  | 0
152 | 18.2 | 23.8 | 17.2418 | 19.2823 | 0 | 0 |  | 0
153 | 18.2 | 23.8 | 17.3213 | 20.1471 | 0 | 0 |  | 0
154 | 18.2 | 23.8 | 17.5265 | 20.2375 | 0 | 0 |  | 0
155 | 18.2 | 23.8 | 17.7325 | 20.3275 | 0 | 0 |  | 0
156 | 18.2 | 23.8 | 17.9392 | 20.4169 | 0 | 0 |  | 0
157 | 18.2 | 23.8 | 18.1466 | 20.5057 | 0 | 0 |  | 0
158 | 18.2 | 23.8 | 18.3546 | 20.594 | 1 | 0 |  | 1
159 | 18.2 | 23.8 | 18.5632 | 20.6818 | 1 | 0 |  | 1
160 | 18.2 | 23.8 | 18.7724 | 20.7688 | 1 | 0 |  | 1
161 | 18.2 | 23.8 | 18.8564 | 20.8553 | 1 | 0 |  | 1
162 | 18.2 | 23.8 | 18.9402 | 20.9411 | 1 | 0 |  | 0
163 | 18.2 | 23.8 | 19.0237 | 21.0262 | 1 | 0 |  | 0
164 | 18.2 | 23.8 | 19.1069 | 21.1105 | 1 | 0 |  | 0
165 | 18.2 | 23.8 | 19.1896 | 21.1942 | 1 | 0 |  | 0
166 | 18.2 | 23.8 | 19.272 | 21.277 | 1 | 0 |  | 0
167 | 18.2 | 23.8 | 19.3539 | 21.3683 | 1 | 0 |  | 0
168 | 18.2 | 23.8 | 19.4379 | 21.4583 | 1 | 0 |  | 0
169 | 18.2 | 23.8 | 19.5239 | 21.547 | 1 | 0 |  | 0
170 | 18.2 | 23.8 | 19.6116 | 21.6343 | 1 | 0 |  | 0
171 | 18.2 | 23.8 | 19.7011 | 21.7202 | 1 | 0 |  | 0
172 | 18.2 | 23.8 | 19.7923 | 21.8047 | 1 | 0 |  | 0
173 | 18.2 | 23.8 | 19.8849 | 21.8877 | 1 | 0 |  | 0
174 | 18.2 | 23.8 | 19.9789 | 21.9692 | 1 | 0 |  | 0
175 | 18.2 | 23.8 | 20.0717 | 22.0491 | 1 | 0 |  | 0
176 | 18.2 | 23.8 | 20.1632 | 22.1275 | 1 | 0 |  | 0
177 | 18.2 | 23.8 | 20.2535 | 22.2043 | 1 | 0 |  | 0
178 | 18.2 | 23.8 | 20.3424 | 22.2795 | 1 | 0 |  | 0
179 | 18.2 | 23.8 | 20.4299 | 22.353 | 1 | 0 |  | 0
180 | 18.2 | 23.8 | 20.5161 | 22.4248 | 1 | 0 |  | 0
181 | 18.2 | 23.8 | 20.6008 | 22.4948 | 1 | 0 |  | 0
182 | 18.2 | 23.8 | 20.6841 | 22.5631 | 1 | 0 |  | 0
183 | 18.2 | 23.8 | 20.7658 | 22.6295 | 1 | 0 |  | 0
184 | 18.2 | 23.8 | 20.846 | 22.6942 | 1 | 0 |  | 0
185 | 18.2 | 23.8 | 20.9247 | 22.7569 | 1 | 0 |  | 0
186 | 18.2 | 23.8 | 21.0017 | 22.8178 | 1 | 0 |  | 0
187 | 18.2 | 23.8 | 21.0771 | 22.8767 | 1 | 0 |  | 0
188 | 18.2 | 23.8 | 21.1508 | 22.9336 | 1 | 0 |  | 0
189 | 18.2 | 23.8 | 21.2229 | 22.9886 | 1 | 0 |  | 0
190 | 18.2 | 23.8 | 21.2932 | 23.0415 | 1 | 0 |  | 0
191 | 18.2 | 23.8 | 21.3617 | 23.0923 | 1 | 0 |  | 0
192 | 18.2 | 23.8 | 21.4284 | 23.1411 | 1 | 0 |  | 0
193 | 18.2 | 23.8 | 21.4933 | 23.1877 | 1 | 0 |  | 0
194 | 18.2 | 23.8 | 21.5564 | 23.2321 | 1 | 0 |  | 0
195 | 18.2 | 23.8 | 21.6175 | 23.2744 | 1 | 0 |  | 0
196 | 18.2 | 23.8 | 21.6767 | 23.3145 | 1 | 0 |  | 0
197 | 18.2 | 23.8 | 21.734 | 23.3527 | 1 | 0 |  | 0
198 | 18.2 | 23.8 | 21.7892 | 23.3886 | 1 | 0 |  | 0
199 | 18.2 | 23.8 | 21.8424 | 23.4223 | 1 | 0 |  | 0
200 | 18.2 | 23.8 | 21.8934 | 23.4538 | 1 | 0 |  | 0
201 | 18.2 | 23.8 | 21.9424 | 23.483 | 1 | 0 |  | 0
202 | 18.2 | 23.8 | 21.9892 | 23.5099 | 1 | 0 |  | 0
203 | 18.2 | 23.8 | 22.0338 | 23.5345 | 1 | 0 |  | 0
204 | 18.2 | 23.8 | 22.0763 | 23.5568 | 1 | 0 |  | 0
205 | 18.2 | 23.8 | 22.1166 | 23.5768 | 1 | 0 |  | 0
206 | 18.2 | 23.8 | 22.1548 | 23.5943 | 1 | 0 |  | 0
207 | 18.2 | 23.8 | 22.1908 | 23.6096 | 1 | 0 |  | 0
208 | 18.2 | 23.8 | 22.2247 | 23.6224 | 1 | 0 |  | 0
209 | 18.2 | 23.8 | 22.2564 | 23.6329 | 1 | 0 |  | 0
210 | 18.2 | 23.8 | 22.2859 | 23.6409 | 1 | 0 |  | 0
211 | 18.2 | 23.8 | 22.3132 | 23.6466 | 1 | 0 |  | 0
212 | 18.2 | 23.8 | 22.3382 | 23.6498 | 1 | 0 |  | 0
213 | 18.2 | 23.8 | 22.3611 | 23.6507 | 1 | 0 |  | 0
214 | 18.2 | 23.8 | 22.3817 | 23.6491 | 1 | 0 |  | 0
215 | 18.2 | 23.8 | 22.4001 | 23.6452 | 1 | 0 |  | 0
216 | 18.2 | 23.8 | 22.4163 | 23.6388 | 1 | 0 |  | 0
217 | 18.2 | 23.8 | 22.4302 | 23.6301 | 1 | 0 |  | 0
218 | 18.2 | 23.8 | 22.4419 | 23.619 | 1 | 0 |  | 0
219 | 18.2 | 23.8 | 22.4514 | 23.6055 | 1 | 0 |  | 0
220 | 18.2 | 23.8 | 22.4587 | 23.5897 | 1 | 0 |  | 0
221 | 18.2 | 23.8 | 22.4638 | 23.5715 | 1 | 0 |  | 0
222 | 18.2 | 23.8 | 22.4668 | 23.5511 | 1 | 0 |  | 0
223 | 18.2 | 23.8 | 22.4676 | 23.5284 | 1 | 0 |  | 0
224 | 18.2 | 23.8 | 22.4662 | 23.5034 | 1 | 0 |  | 0
225 | 18.2 | 23.8 | 22.4628 | 23.4763 | 1 | 0 |  | 0
226 | 18.2 | 23.8 | 22.4573 | 23.4469 | 1 | 0 |  | 0
227 | 18.2 | 23.8 | 22.4497 | 23.4155 | 1 | 0 |  | 0
228 | 18.2 | 23.8 | 22.4402 | 23.385 | 1 | 0 |  | 0
229 | 18.2 | 23.8 | 22.4283 | 23.3524 | 1 | 0 |  | 0
230 | 18.2 | 23.8 | 22.4143 | 23.3178 | 1 | 0 |  | 0
231 | 18.2 | 23.8 | 22.3979 | 23.2812 | 1 | 0 |  | 0
232 | 18.2 | 23.8 | 22.3793 | 23.2426 | 1 | 0 |  | 0
233 | 18.2 | 23.8 | 22.3585 | 23.202 | 1 | 0 |  | 0
234 | 18.2 | 23.8 | 22.3355 | 23.1595 | 1 | 0 |  | 0
235 | 18.2 | 23.8 | 22.3102 | 23.1151 | 1 | 0 |  | 0
236 | 18.2 | 23.8 | 22.2831 | 23.0689 | 1 | 0 |  | 0
237 | 18.2 | 23.8 | 22.254 | 23.0209 | 1 | 0 |  | 0
238 | 18.2 | 23.8 | 22.2232 | 22.9711 | 1 | 0 |  | 0
239 | 18.2 | 23.8 | 22.1906 | 22.9196 | 1 | 0 |  | 0
240 | 18.2 | 23.8 | 22.1562 | 22.8665 | 1 | 0 |  | 0
241 | 18.2 | 23.8 | 22.1201 | 22.8117 | 1 | 0 |  | 0
242 | 18.2 | 23.8 | 22.0824 | 22.7555 | 1 | 0 |  | 0
243 | 18.2 | 23.8 | 22.0431 | 22.6977 | 1 | 0 |  | 0
244 | 18.2 | 23.8 | 22.0022 | 22.6386 | 1 | 0 |  | 0
245 | 18.2 | 23.8 | 21.9599 | 22.4109 | 1 | 0 |  | 0
246 | 18.2 | 23.8 | 21.8795 | 22.3485 | 1 | 0 |  | 0
247 | 18.2 | 23.8 | 21.7978 | 22.2848 | 1 | 0 |  | 0
248 | 18.2 | 23.8 | 21.7149 | 22.2201 | 1 | 0 |  | 0
249 | 18.2 | 23.8 | 21.6308 | 22.1543 | 1 | 0 |  | 0
250 | 18.2 | 23.8 | 21.5456 | 22.0875 | 1 | 0 |  | 0
251 | 18.2 | 23.8 | 21.4594 | 22.0198 | 1 | 0 |  | 0
252 | 18.2 | 23.8 | 21.3722 | 21.9514 | 1 | 0 |  | 0
253 | 18.2 | 23.8 | 21.3208 | 21.8822 | 1 | 0 |  | 0
254 | 18.2 | 23.8 | 21.2686 | 21.8124 | 1 | 0 |  | 0
255 | 18.2 | 23.8 | 21.2157 | 21.7421 | 1 | 0 |  | 0
256 | 18.2 | 23.8 | 21.1621 | 21.6714 | 1 | 0 |  | 0
257 | 18.2 | 23.8 | 21.1081 | 21.6003 | 1 | 0 |  | 0
258 | 18.2 | 23.8 | 21.0536 | 21.529 | 1 | 0 |  | 0
259 | 18.2 | 23.8 | 20.9988 | 21.4514 | 1 | 0 |  | 0
260 | 18.2 | 23.8 | 20.9417 | 21.3728 | 1 | 0 |  | 0
261 | 18.2 | 23.8 | 20.8824 | 21.2932 | 1 | 0 |  | 0
262 | 18.2 | 23.8 | 20.8206 | 21.2127 | 1 | 0 |  | 0
263 | 18.2 | 23.8 | 20.7563 | 21.1313 | 1 | 0 |  | 0
264 | 18.2 | 23.8 | 20.6895 | 21.0491 | 1 | 0 |  | 0
265 | 18.2 | 23.8 | 20.6201 | 20.9662 | 1 | 0 |  | 0
266 | 18.2 | 23.8 | 20.5479 | 20.8826 | 1 | 0 |  | 0
267 | 18.2 | 23.8 | 20.4748 | 20.7983 | 1 | 0 |  | 0
268 | 18.2 | 23.8 | 20.4011 | 20.7135 | 1 | 0 |  | 0
269 | 18.2 | 23.8 | 20.3266 | 20.6281 | 1 | 0 |  | 0
270 | 18.2 | 23.8 | 20.2514 | 20.5422 | 1 | 0 |  | 0
271 | 18.2 | 23.8 | 20.1757 | 20.456 | 1 | 0 |  | 0
272 | 18.2 | 23.8 | 20.0995 | 20.3694 | 1 | 0 |  | 0
273 | 18.2 | 23.8 | 20.0227 | 20.2825 | 1 | 0 |  | 0
274 | 18.2 | 23.8 | 19.9456 | 20.1953 | 1 | 0 |  | 0
275 | 18.2 | 23.8 | 19.868 | 20.108 | 1 | 0 |  | 0
276 | 18.2 | 23.8 | 19.7902 | 20.0205 | 1 | 0 |  | 0
277 | 18.2 | 23.8 | 19.7121 | 19.933 | 1 | 0 |  | 0
278 | 18.2 | 23.8 | 19.6338 | 19.8454 | 1 | 0 |  | 0
279 | 18.2 | 23.8 | 19.5553 | 19.7578 | 1 | 0 |  | 0
280 | 18.2 | 23.8 | 19.4767 | 19.6704 | 1 | 0 |  | 0
281 | 18.2 | 23.8 | 19.3981 | 19.5831 | 1 | 0 |  | 0
282 | 18.2 | 23.8 | 19.3196 | 19.496 | 1 | 0 |  | 0
283 | 18.2 | 23.8 | 19.241 | 19.4091 | 1 | 0 |  | 0
284 | 18.2 | 23.8 | 19.1626 | 19.3225 | 1 | 0 |  | 0
285 | 18.2 | 23.8 | 19.0844 | 19.2362 | 1 | 0 |  | 0
286 | 18.2 | 23.8 | 19.0063 | 19.1503 | 1 | 0 |  | 0
287 | 18.2 | 23.8 | 18.9286 | 19.0649 | 1 | 0 |  | 0
288 | 18.2 | 23.8 | 18.8511 | 18.9799 | 1 | 0 |  | 0
289 | 18.2 | 23.8 | 18.774 | 18.8848 | 1 | 0 |  | 0
290 | 18.2 | 23.8 | 18.6952 | 18.7896 | 1 | 0 |  | 0
291 | 18.2 | 23.8 | 18.6148 | 18.6944 | 1 | 0 |  | 0
292 | 18.2 | 23.8 | 18.5326 | 18.5992 | 1 | 0 |  | 0
293 | 18.2 | 23.8 | 18.4487 | 18.504 | 1 | 0 |  | 0
294 | 18.2 | 23.8 | 18.363 | 18.409 | 1 | 0 |  | 0
295 | 18.2 | 23.8 | 18.2754 | 18.314 | 1 | 0 |  | 1
296 | 18.2 | 23.8 | 18.1859 | 18.2193 | 0 | 0 |  | 0
297 | 18.2 | 23.8 | 18.0964 | 18.1247 | 0 | 0 |  | 0
298 | 18.2 | 23.8 | 18.0071 | 18.0303 | 0 | 0 |  | 0
299 | 18.2 | 23.8 | 17.9178 | 17.9362 | 0 | 0 |  | 0
300 | 18.2 | 23.8 | 17.8288 | 17.8423 | 0 | 0 |  | 0
301 | 18.2 | 23.8 | 17.7399 | 17.7488 | 0 | 0 |  | 0
302 | 18.2 | 23.8 | 17.6512 | 17.6556 | 0 | 0 |  | 0
303 | 18.2 | 23.8 | 17.5628 | 17.5628 | 0 | 0 |  | 0
304 | 18.2 | 23.8 | 17.4747 | 17.4704 | 0 | 0 |  | 0
305 | 18.2 | 23.8 | 17.3869 | 17.3784 | 0 | 0 |  | 0
306 | 9 | 13 | 17.2994 | 17.2868 | 1 | 1 |  | 0
307 | 9 | 13 | 17.2123 | 17.1957 | 1 | 1 |  | 0
308 | 9 | 13 | 17.1255 | 17.1051 | 1 | 1 |  | 0
309 | 9 | 13 | 17.0391 | 17.015 | 1 | 1 |  | 0
310 | 9 | 13 | 16.9532 | 16.9254 | 1 | 1 |  | 0
311 | 9 | 13 | 16.8677 | 16.8364 | 1 | 1 |  | 0
312 | 9 | 13 | 16.7827 | 16.748 | 1 | 1 |  | 0
313 | 9 | 13 | 16.6981 | 16.6601 | 1 | 1 |  | 0
314 | 9 | 13 | 16.6141 | 16.5728 | 1 | 1 |  | 0
315 | 9 | 13 | 16.5306 | 16.4862 | 1 | 1 |  | 0
316 | 9 | 13 | 16.4476 | 16.4002 | 1 | 1 |  | 0
317 | 9 | 13 | 16.3651 | 16.3148 | 1 | 1 |  | 0
318 | 9 | 13 | 16.2832 | 16.2301 | 1 | 1 |  | 0
319 | 9 | 13 | 16.2019 | 16.146 | 1 | 1 |  | 0
320 | 9 | 13 | 16.1212 | 16.0573 | 1 | 1 |  | 0
321 | 9 | 13 | 16.0402 | 15.9692 | 1 | 1 |  | 0
322 | 9 | 13 | 15.959 | 15.8817 | 1 | 1 |  | 0
323 | 9 | 13 | 15.8774 | 15.7948 | 1 | 1 |  | 0
324 | 9 | 13 | 15.7956 | 15.7085 | 1 | 1 |  | 0
325 | 9 | 13 | 15.7135 | 15.6228 | 1 | 1 |  | 0
326 | 9 | 13 | 15.6312 | 15.5378 | 1 | 1 |  | 0
327 | 9 | 13 | 15.5485 | 15.4533 | 1 | 1 |  | 0
328 | 9 | 13 | 15.4664 | 15.3696 | 1 | 1 |  | 0
329 | 9 | 13 | 15.3849 | 15.2864 | 1 | 1 |  | 0
330 | 9 | 13 | 15.304 | 15.2039 | 1 | 1 |  | 0
331 | 9 | 13 | 15.2237 | 15.1221 | 1 | 1 |  | 0
332 | 9 | 13 | 15.1439 | 15.0409 | 1 | 1 |  | 0
333 | 9 | 13 | 15.0648 | 14.9604 | 1 | 1 |  | 0
334 | 9 | 13 | 14.9862 | 14.8806 | 1 | 1 |  | 0
335 | 9 | 13 | 14.9083 | 14.8015 | 1 | 1 |  | 0
336 | 9 | 13 | 14.831 | 14.9052 | 1 | 1 |  | 0
337 | 9 | 13 | 14.7838 | 14.8282 | 1 | 1 |  | 0
338 | 9 | 13 | 14.7372 | 14.7519 | 1 | 1 |  | 0
339 | 9 | 13 | 14.6913 | 14.6762 | 1 | 1 |  | 0
340 | 9 | 13 | 14.6461 | 14.6011 | 1 | 1 |  | 0
341 | 9 | 13 | 14.6016 | 14.5267 | 1 | 1 |  | 0
342 | 9 | 13 | 14.5577 | 14.453 | 1 | 1 |  | 0
343 | 9 | 13 | 14.5145 | 14.3798 | 1 | 1 |  | 0
344 | 9 | 13 | 14.4425 | 14.3073 | 1 | 1 |  | 0
345 | 9 | 13 | 14.3711 | 14.2355 | 1 | 1 |  | 0
346 | 9 | 13 | 14.3002 | 14.1643 | 1 | 1 |  | 0
347 | 9 | 13 | 14.23 | 14.0937 | 1 | 1 |  | 0
348 | 9 | 13 | 14.1604 | 14.0238 | 1 | 1 |  | 0
349 | 9 | 13 | 14.0913 | 13.9545 | 1 | 1 |  | 0
350 | 9 | 13 | 14.0229 | 13.8827 | 1 | 1 |  | 0
351 | 9 | 13 | 13.9545 | 13.8115 | 1 | 1 |  | 0
352 | 9 | 13 | 13.8863 | 13.7409 | 1 | 1 |  | 0
353 | 9 | 13 | 13.8182 | 13.6709 | 1 | 1 |  | 0
354 | 9 | 13 | 13.7502 | 13.6016 | 1 | 1 |  | 0
355 | 9 | 13 | 13.6822 | 13.5328 | 1 | 1 |  | 0
356 | 9 | 13 | 13.6144 | 13.4647 | 1 | 1 |  | 0
357 | 9 | 13 | 13.5466 | 13.3972 | 1 | 1 |  | 0
358 | 9 | 13 | 13.4795 | 13.3302 | 1 | 1 |  | 0
359 | 9 | 13 | 13.4128 | 13.2639 | 1 | 1 |  | 0
360 | 9 | 13 | 13.3468 | 13.1981 | 1 | 1 |  | 0
361 | 9 | 13 | 13.2813 | 13.133 | 1 | 1 |  | 0
362 | 9 | 13 | 13.2164 | 13.0684 | 1 | 1 |  | 0
363 | 9 | 13 | 13.152 | 13.0044 | 1 | 1 |  | 0
364 | 9 | 13 | 13.0882 | 12.941 | 1 | 0 |  | 0
365 | 9 | 13 | 13.025 | 12.8782 | 1 | 0 |  | 0
Note on B2: science policy user: the calculations below use the day of year plus 1 because that is the appropriate row number (e.g. day 1 is in row 2, so adding 1 to the day of year in column A provides the correct row in the standards column) in the Standards tab.

## Standards
Day of year | WS-I Chronic | WS-I Acute | WS-II Chronic | WS-II Acute | WS-III Chronic | WS-III Acute | CS-I Chronic | CS-I Acute | CS-II Chronic | CS-II Acute
1 | 12.1 | 14.5 | 13.7 | 14.3 | 13.9 | 15.2 | 9 | 13 | 9 | 13
2 | 12.1 | 14.5 | 13.7 | 14.3 | 13.9 | 15.2 | 9 | 13 | 9 | 13
3 | 12.1 | 14.5 | 13.7 | 14.3 | 13.9 | 15.2 | 9 | 13 | 9 | 13
4 | 12.1 | 14.5 | 13.7 | 14.3 | 13.9 | 15.2 | 9 | 13 | 9 | 13
5 | 12.1 | 14.5 | 13.7 | 14.3 | 13.9 | 15.2 | 9 | 13 | 9 | 13
6 | 12.1 | 14.5 | 13.7 | 14.3 | 13.9 | 15.2 | 9 | 13 | 9 | 13
7 | 12.1 | 14.5 | 13.7 | 14.3 | 13.9 | 15.2 | 9 | 13 | 9 | 13
8 | 12.1 | 14.5 | 13.7 | 14.3 | 13.9 | 15.2 | 9 | 13 | 9 | 13
9 | 12.1 | 14.5 | 13.7 | 14.3 | 13.9 | 15.2 | 9 | 13 | 9 | 13
10 | 12.1 | 14.5 | 13.7 | 14.3 | 13.9 | 15.2 | 9 | 13 | 9 | 13
11 | 12.1 | 14.5 | 13.7 | 14.3 | 13.9 | 15.2 | 9 | 13 | 9 | 13
12 | 12.1 | 14.5 | 13.7 | 14.3 | 13.9 | 15.2 | 9 | 13 | 9 | 13
13 | 12.1 | 14.5 | 13.7 | 14.3 | 13.9 | 15.2 | 9 | 13 | 9 | 13
14 | 12.1 | 14.5 | 13.7 | 14.3 | 13.9 | 15.2 | 9 | 13 | 9 | 13
15 | 12.1 | 14.5 | 13.7 | 14.3 | 13.9 | 15.2 | 9 | 13 | 9 | 13
16 | 12.1 | 14.5 | 13.7 | 14.3 | 13.9 | 15.2 | 9 | 13 | 9 | 13
17 | 12.1 | 14.5 | 13.7 | 14.3 | 13.9 | 15.2 | 9 | 13 | 9 | 13
18 | 12.1 | 14.5 | 13.7 | 14.3 | 13.9 | 15.2 | 9 | 13 | 9 | 13
19 | 12.1 | 14.5 | 13.7 | 14.3 | 13.9 | 15.2 | 9 | 13 | 9 | 13
20 | 12.1 | 14.5 | 13.7 | 14.3 | 13.9 | 15.2 | 9 | 13 | 9 | 13
21 | 12.1 | 14.5 | 13.7 | 14.3 | 13.9 | 15.2 | 9 | 13 | 9 | 13
22 | 12.1 | 14.5 | 13.7 | 14.3 | 13.9 | 15.2 | 9 | 13 | 9 | 13
23 | 12.1 | 14.5 | 13.7 | 14.3 | 13.9 | 15.2 | 9 | 13 | 9 | 13
24 | 12.1 | 14.5 | 13.7 | 14.3 | 13.9 | 15.2 | 9 | 13 | 9 | 13
25 | 12.1 | 14.5 | 13.7 | 14.3 | 13.9 | 15.2 | 9 | 13 | 9 | 13
26 | 12.1 | 14.5 | 13.7 | 14.3 | 13.9 | 15.2 | 9 | 13 | 9 | 13
27 | 12.1 | 14.5 | 13.7 | 14.3 | 13.9 | 15.2 | 9 | 13 | 9 | 13
28 | 12.1 | 14.5 | 13.7 | 14.3 | 13.9 | 15.2 | 9 | 13 | 9 | 13
29 | 12.1 | 14.5 | 13.7 | 14.3 | 13.9 | 15.2 | 9 | 13 | 9 | 13
30 | 12.1 | 14.5 | 13.7 | 14.3 | 13.9 | 15.2 | 9 | 13 | 9 | 13
31 | 12.1 | 14.5 | 13.7 | 14.3 | 13.9 | 15.2 | 9 | 13 | 9 | 13
32 | 12.1 | 14.5 | 13.7 | 14.3 | 13.9 | 15.2 | 9 | 13 | 9 | 13
33 | 12.1 | 14.5 | 13.7 | 14.3 | 13.9 | 15.2 | 9 | 13 | 9 | 13
34 | 12.1 | 14.5 | 13.7 | 14.3 | 13.9 | 15.2 | 9 | 13 | 9 | 13
35 | 12.1 | 14.5 | 13.7 | 14.3 | 13.9 | 15.2 | 9 | 13 | 9 | 13
36 | 12.1 | 14.5 | 13.7 | 14.3 | 13.9 | 15.2 | 9 | 13 | 9 | 13
37 | 12.1 | 14.5 | 13.7 | 14.3 | 13.9 | 15.2 | 9 | 13 | 9 | 13
38 | 12.1 | 14.5 | 13.7 | 14.3 | 13.9 | 15.2 | 9 | 13 | 9 | 13
39 | 12.1 | 14.5 | 13.7 | 14.3 | 13.9 | 15.2 | 9 | 13 | 9 | 13
40 | 12.1 | 14.5 | 13.7 | 14.3 | 13.9 | 15.2 | 9 | 13 | 9 | 13
41 | 12.1 | 14.5 | 13.7 | 14.3 | 13.9 | 15.2 | 9 | 13 | 9 | 13
42 | 12.1 | 14.5 | 13.7 | 14.3 | 13.9 | 15.2 | 9 | 13 | 9 | 13
43 | 12.1 | 14.5 | 13.7 | 14.3 | 13.9 | 15.2 | 9 | 13 | 9 | 13
44 | 12.1 | 14.5 | 13.7 | 14.3 | 13.9 | 15.2 | 9 | 13 | 9 | 13
45 | 12.1 | 14.5 | 13.7 | 14.3 | 13.9 | 15.2 | 9 | 13 | 9 | 13
46 | 12.1 | 14.5 | 13.7 | 14.3 | 13.9 | 15.2 | 9 | 13 | 9 | 13
47 | 12.1 | 14.5 | 13.7 | 14.3 | 13.9 | 15.2 | 9 | 13 | 9 | 13
48 | 12.1 | 14.5 | 13.7 | 14.3 | 13.9 | 15.2 | 9 | 13 | 9 | 13
49 | 12.1 | 14.5 | 13.7 | 14.3 | 13.9 | 15.2 | 9 | 13 | 9 | 13
50 | 12.1 | 14.5 | 13.7 | 14.3 | 13.9 | 15.2 | 9 | 13 | 9 | 13
51 | 12.1 | 14.5 | 13.7 | 14.3 | 13.9 | 15.2 | 9 | 13 | 9 | 13
52 | 12.1 | 14.5 | 13.7 | 14.3 | 13.9 | 15.2 | 9 | 13 | 9 | 13
53 | 12.1 | 14.5 | 13.7 | 14.3 | 13.9 | 15.2 | 9 | 13 | 9 | 13
54 | 12.1 | 14.5 | 13.7 | 14.3 | 13.9 | 15.2 | 9 | 13 | 9 | 13
55 | 12.1 | 14.5 | 13.7 | 14.3 | 13.9 | 15.2 | 9 | 13 | 9 | 13
56 | 12.1 | 14.5 | 13.7 | 14.3 | 13.9 | 15.2 | 9 | 13 | 9 | 13
57 | 12.1 | 14.5 | 13.7 | 14.3 | 13.9 | 15.2 | 9 | 13 | 9 | 13
58 | 12.1 | 14.5 | 13.7 | 14.3 | 13.9 | 15.2 | 9 | 13 | 9 | 13
59 | 12.1 | 14.5 | 13.7 | 14.3 | 13.9 | 15.2 | 9 | 13 | 9 | 13
60 | 12.1 | 14.5 | 13.7 | 14.3 | 13.9 | 15.2 | 9 | 13 | 9 | 13
61 | 24.2 | 29 | 27.5 | 28.6 | 27.7 | 31.3 | 9 | 13 | 9 | 13
62 | 24.2 | 29 | 27.5 | 28.6 | 27.7 | 31.3 | 9 | 13 | 9 | 13
63 | 24.2 | 29 | 27.5 | 28.6 | 27.7 | 31.3 | 9 | 13 | 9 | 13
64 | 24.2 | 29 | 27.5 | 28.6 | 27.7 | 31.3 | 9 | 13 | 9 | 13
65 | 24.2 | 29 | 27.5 | 28.6 | 27.7 | 31.3 | 9 | 13 | 9 | 13
66 | 24.2 | 29 | 27.5 | 28.6 | 27.7 | 31.3 | 9 | 13 | 9 | 13
67 | 24.2 | 29 | 27.5 | 28.6 | 27.7 | 31.3 | 9 | 13 | 9 | 13
68 | 24.2 | 29 | 27.5 | 28.6 | 27.7 | 31.3 | 9 | 13 | 9 | 13
69 | 24.2 | 29 | 27.5 | 28.6 | 27.7 | 31.3 | 9 | 13 | 9 | 13
70 | 24.2 | 29 | 27.5 | 28.6 | 27.7 | 31.3 | 9 | 13 | 9 | 13
71 | 24.2 | 29 | 27.5 | 28.6 | 27.7 | 31.3 | 9 | 13 | 9 | 13
72 | 24.2 | 29 | 27.5 | 28.6 | 27.7 | 31.3 | 9 | 13 | 9 | 13
73 | 24.2 | 29 | 27.5 | 28.6 | 27.7 | 31.3 | 9 | 13 | 9 | 13
74 | 24.2 | 29 | 27.5 | 28.6 | 27.7 | 31.3 | 9 | 13 | 9 | 13
75 | 24.2 | 29 | 27.5 | 28.6 | 27.7 | 31.3 | 9 | 13 | 9 | 13
76 | 24.2 | 29 | 27.5 | 28.6 | 27.7 | 31.3 | 9 | 13 | 9 | 13
77 | 24.2 | 29 | 27.5 | 28.6 | 27.7 | 31.3 | 9 | 13 | 9 | 13
78 | 24.2 | 29 | 27.5 | 28.6 | 27.7 | 31.3 | 9 | 13 | 9 | 13
79 | 24.2 | 29 | 27.5 | 28.6 | 27.7 | 31.3 | 9 | 13 | 9 | 13
80 | 24.2 | 29 | 27.5 | 28.6 | 27.7 | 31.3 | 9 | 13 | 9 | 13
81 | 24.2 | 29 | 27.5 | 28.6 | 27.7 | 31.3 | 9 | 13 | 9 | 13
82 | 24.2 | 29 | 27.5 | 28.6 | 27.7 | 31.3 | 9 | 13 | 9 | 13
83 | 24.2 | 29 | 27.5 | 28.6 | 27.7 | 31.3 | 9 | 13 | 9 | 13
84 | 24.2 | 29 | 27.5 | 28.6 | 27.7 | 31.3 | 9 | 13 | 9 | 13
85 | 24.2 | 29 | 27.5 | 28.6 | 27.7 | 31.3 | 9 | 13 | 9 | 13
86 | 24.2 | 29 | 27.5 | 28.6 | 27.7 | 31.3 | 9 | 13 | 9 | 13
87 | 24.2 | 29 | 27.5 | 28.6 | 27.7 | 31.3 | 9 | 13 | 9 | 13
88 | 24.2 | 29 | 27.5 | 28.6 | 27.7 | 31.3 | 9 | 13 | 9 | 13
89 | 24.2 | 29 | 27.5 | 28.6 | 27.7 | 31.3 | 9 | 13 | 9 | 13
90 | 24.2 | 29 | 27.5 | 28.6 | 27.7 | 31.3 | 9 | 13 | 9 | 13
91 | 24.2 | 29 | 27.5 | 28.6 | 27.7 | 31.3 | 9 | 13 | 9 | 13
92 | 24.2 | 29 | 27.5 | 28.6 | 27.7 | 31.3 | 9 | 13 | 18.2 | 23.8
93 | 24.2 | 29 | 27.5 | 28.6 | 27.7 | 31.3 | 9 | 13 | 18.2 | 23.8
94 | 24.2 | 29 | 27.5 | 28.6 | 27.7 | 31.3 | 9 | 13 | 18.2 | 23.8
95 | 24.2 | 29 | 27.5 | 28.6 | 27.7 | 31.3 | 9 | 13 | 18.2 | 23.8
96 | 24.2 | 29 | 27.5 | 28.6 | 27.7 | 31.3 | 9 | 13 | 18.2 | 23.8
97 | 24.2 | 29 | 27.5 | 28.6 | 27.7 | 31.3 | 9 | 13 | 18.2 | 23.8
98 | 24.2 | 29 | 27.5 | 28.6 | 27.7 | 31.3 | 9 | 13 | 18.2 | 23.8
99 | 24.2 | 29 | 27.5 | 28.6 | 27.7 | 31.3 | 9 | 13 | 18.2 | 23.8
100 | 24.2 | 29 | 27.5 | 28.6 | 27.7 | 31.3 | 9 | 13 | 18.2 | 23.8
101 | 24.2 | 29 | 27.5 | 28.6 | 27.7 | 31.3 | 9 | 13 | 18.2 | 23.8
102 | 24.2 | 29 | 27.5 | 28.6 | 27.7 | 31.3 | 9 | 13 | 18.2 | 23.8
103 | 24.2 | 29 | 27.5 | 28.6 | 27.7 | 31.3 | 9 | 13 | 18.2 | 23.8
104 | 24.2 | 29 | 27.5 | 28.6 | 27.7 | 31.3 | 9 | 13 | 18.2 | 23.8
105 | 24.2 | 29 | 27.5 | 28.6 | 27.7 | 31.3 | 9 | 13 | 18.2 | 23.8
106 | 24.2 | 29 | 27.5 | 28.6 | 27.7 | 31.3 | 9 | 13 | 18.2 | 23.8
107 | 24.2 | 29 | 27.5 | 28.6 | 27.7 | 31.3 | 9 | 13 | 18.2 | 23.8
108 | 24.2 | 29 | 27.5 | 28.6 | 27.7 | 31.3 | 9 | 13 | 18.2 | 23.8
109 | 24.2 | 29 | 27.5 | 28.6 | 27.7 | 31.3 | 9 | 13 | 18.2 | 23.8
110 | 24.2 | 29 | 27.5 | 28.6 | 27.7 | 31.3 | 9 | 13 | 18.2 | 23.8
111 | 24.2 | 29 | 27.5 | 28.6 | 27.7 | 31.3 | 9 | 13 | 18.2 | 23.8
112 | 24.2 | 29 | 27.5 | 28.6 | 27.7 | 31.3 | 9 | 13 | 18.2 | 23.8
113 | 24.2 | 29 | 27.5 | 28.6 | 27.7 | 31.3 | 9 | 13 | 18.2 | 23.8
114 | 24.2 | 29 | 27.5 | 28.6 | 27.7 | 31.3 | 9 | 13 | 18.2 | 23.8
115 | 24.2 | 29 | 27.5 | 28.6 | 27.7 | 31.3 | 9 | 13 | 18.2 | 23.8
116 | 24.2 | 29 | 27.5 | 28.6 | 27.7 | 31.3 | 9 | 13 | 18.2 | 23.8
117 | 24.2 | 29 | 27.5 | 28.6 | 27.7 | 31.3 | 9 | 13 | 18.2 | 23.8
118 | 24.2 | 29 | 27.5 | 28.6 | 27.7 | 31.3 | 9 | 13 | 18.2 | 23.8
119 | 24.2 | 29 | 27.5 | 28.6 | 27.7 | 31.3 | 9 | 13 | 18.2 | 23.8
120 | 24.2 | 29 | 27.5 | 28.6 | 27.7 | 31.3 | 9 | 13 | 18.2 | 23.8
121 | 24.2 | 29 | 27.5 | 28.6 | 27.7 | 31.3 | 9 | 13 | 18.2 | 23.8
122 | 24.2 | 29 | 27.5 | 28.6 | 27.7 | 31.3 | 9 | 13 | 18.2 | 23.8
123 | 24.2 | 29 | 27.5 | 28.6 | 27.7 | 31.3 | 9 | 13 | 18.2 | 23.8
124 | 24.2 | 29 | 27.5 | 28.6 | 27.7 | 31.3 | 9 | 13 | 18.2 | 23.8
125 | 24.2 | 29 | 27.5 | 28.6 | 27.7 | 31.3 | 9 | 13 | 18.2 | 23.8
126 | 24.2 | 29 | 27.5 | 28.6 | 27.7 | 31.3 | 9 | 13 | 18.2 | 23.8
127 | 24.2 | 29 | 27.5 | 28.6 | 27.7 | 31.3 | 9 | 13 | 18.2 | 23.8
128 | 24.2 | 29 | 27.5 | 28.6 | 27.7 | 31.3 | 9 | 13 | 18.2 | 23.8
129 | 24.2 | 29 | 27.5 | 28.6 | 27.7 | 31.3 | 9 | 13 | 18.2 | 23.8
130 | 24.2 | 29 | 27.5 | 28.6 | 27.7 | 31.3 | 9 | 13 | 18.2 | 23.8
131 | 24.2 | 29 | 27.5 | 28.6 | 27.7 | 31.3 | 9 | 13 | 18.2 | 23.8
132 | 24.2 | 29 | 27.5 | 28.6 | 27.7 | 31.3 | 9 | 13 | 18.2 | 23.8
133 | 24.2 | 29 | 27.5 | 28.6 | 27.7 | 31.3 | 9 | 13 | 18.2 | 23.8
134 | 24.2 | 29 | 27.5 | 28.6 | 27.7 | 31.3 | 9 | 13 | 18.2 | 23.8
135 | 24.2 | 29 | 27.5 | 28.6 | 27.7 | 31.3 | 9 | 13 | 18.2 | 23.8
136 | 24.2 | 29 | 27.5 | 28.6 | 27.7 | 31.3 | 9 | 13 | 18.2 | 23.8
137 | 24.2 | 29 | 27.5 | 28.6 | 27.7 | 31.3 | 9 | 13 | 18.2 | 23.8
138 | 24.2 | 29 | 27.5 | 28.6 | 27.7 | 31.3 | 9 | 13 | 18.2 | 23.8
139 | 24.2 | 29 | 27.5 | 28.6 | 27.7 | 31.3 | 9 | 13 | 18.2 | 23.8
140 | 24.2 | 29 | 27.5 | 28.6 | 27.7 | 31.3 | 9 | 13 | 18.2 | 23.8
141 | 24.2 | 29 | 27.5 | 28.6 | 27.7 | 31.3 | 9 | 13 | 18.2 | 23.8
142 | 24.2 | 29 | 27.5 | 28.6 | 27.7 | 31.3 | 9 | 13 | 18.2 | 23.8
143 | 24.2 | 29 | 27.5 | 28.6 | 27.7 | 31.3 | 9 | 13 | 18.2 | 23.8
144 | 24.2 | 29 | 27.5 | 28.6 | 27.7 | 31.3 | 9 | 13 | 18.2 | 23.8
145 | 24.2 | 29 | 27.5 | 28.6 | 27.7 | 31.3 | 9 | 13 | 18.2 | 23.8
146 | 24.2 | 29 | 27.5 | 28.6 | 27.7 | 31.3 | 9 | 13 | 18.2 | 23.8
147 | 24.2 | 29 | 27.5 | 28.6 | 27.7 | 31.3 | 9 | 13 | 18.2 | 23.8
148 | 24.2 | 29 | 27.5 | 28.6 | 27.7 | 31.3 | 9 | 13 | 18.2 | 23.8
149 | 24.2 | 29 | 27.5 | 28.6 | 27.7 | 31.3 | 9 | 13 | 18.2 | 23.8
150 | 24.2 | 29 | 27.5 | 28.6 | 27.7 | 31.3 | 9 | 13 | 18.2 | 23.8
151 | 24.2 | 29 | 27.5 | 28.6 | 27.7 | 31.3 | 9 | 13 | 18.2 | 23.8
152 | 24.2 | 29 | 27.5 | 28.6 | 27.7 | 31.3 | 9 | 13 | 18.2 | 23.8
153 | 24.2 | 29 | 27.5 | 28.6 | 27.7 | 31.3 | 17 | 21.2 | 18.2 | 23.8
154 | 24.2 | 29 | 27.5 | 28.6 | 27.7 | 31.3 | 17 | 21.2 | 18.2 | 23.8
155 | 24.2 | 29 | 27.5 | 28.6 | 27.7 | 31.3 | 17 | 21.2 | 18.2 | 23.8
156 | 24.2 | 29 | 27.5 | 28.6 | 27.7 | 31.3 | 17 | 21.2 | 18.2 | 23.8
157 | 24.2 | 29 | 27.5 | 28.6 | 27.7 | 31.3 | 17 | 21.2 | 18.2 | 23.8
158 | 24.2 | 29 | 27.5 | 28.6 | 27.7 | 31.3 | 17 | 21.2 | 18.2 | 23.8
159 | 24.2 | 29 | 27.5 | 28.6 | 27.7 | 31.3 | 17 | 21.2 | 18.2 | 23.8
160 | 24.2 | 29 | 27.5 | 28.6 | 27.7 | 31.3 | 17 | 21.2 | 18.2 | 23.8
161 | 24.2 | 29 | 27.5 | 28.6 | 27.7 | 31.3 | 17 | 21.2 | 18.2 | 23.8
162 | 24.2 | 29 | 27.5 | 28.6 | 27.7 | 31.3 | 17 | 21.2 | 18.2 | 23.8
163 | 24.2 | 29 | 27.5 | 28.6 | 27.7 | 31.3 | 17 | 21.2 | 18.2 | 23.8
164 | 24.2 | 29 | 27.5 | 28.6 | 27.7 | 31.3 | 17 | 21.2 | 18.2 | 23.8
165 | 24.2 | 29 | 27.5 | 28.6 | 27.7 | 31.3 | 17 | 21.2 | 18.2 | 23.8
166 | 24.2 | 29 | 27.5 | 28.6 | 27.7 | 31.3 | 17 | 21.2 | 18.2 | 23.8
167 | 24.2 | 29 | 27.5 | 28.6 | 27.7 | 31.3 | 17 | 21.2 | 18.2 | 23.8
168 | 24.2 | 29 | 27.5 | 28.6 | 27.7 | 31.3 | 17 | 21.2 | 18.2 | 23.8
169 | 24.2 | 29 | 27.5 | 28.6 | 27.7 | 31.3 | 17 | 21.2 | 18.2 | 23.8
170 | 24.2 | 29 | 27.5 | 28.6 | 27.7 | 31.3 | 17 | 21.2 | 18.2 | 23.8
171 | 24.2 | 29 | 27.5 | 28.6 | 27.7 | 31.3 | 17 | 21.2 | 18.2 | 23.8
172 | 24.2 | 29 | 27.5 | 28.6 | 27.7 | 31.3 | 17 | 21.2 | 18.2 | 23.8
173 | 24.2 | 29 | 27.5 | 28.6 | 27.7 | 31.3 | 17 | 21.2 | 18.2 | 23.8
174 | 24.2 | 29 | 27.5 | 28.6 | 27.7 | 31.3 | 17 | 21.2 | 18.2 | 23.8
175 | 24.2 | 29 | 27.5 | 28.6 | 27.7 | 31.3 | 17 | 21.2 | 18.2 | 23.8
176 | 24.2 | 29 | 27.5 | 28.6 | 27.7 | 31.3 | 17 | 21.2 | 18.2 | 23.8
177 | 24.2 | 29 | 27.5 | 28.6 | 27.7 | 31.3 | 17 | 21.2 | 18.2 | 23.8
178 | 24.2 | 29 | 27.5 | 28.6 | 27.7 | 31.3 | 17 | 21.2 | 18.2 | 23.8
179 | 24.2 | 29 | 27.5 | 28.6 | 27.7 | 31.3 | 17 | 21.2 | 18.2 | 23.8
180 | 24.2 | 29 | 27.5 | 28.6 | 27.7 | 31.3 | 17 | 21.2 | 18.2 | 23.8
181 | 24.2 | 29 | 27.5 | 28.6 | 27.7 | 31.3 | 17 | 21.2 | 18.2 | 23.8
182 | 24.2 | 29 | 27.5 | 28.6 | 27.7 | 31.3 | 17 | 21.2 | 18.2 | 23.8
183 | 24.2 | 29 | 27.5 | 28.6 | 27.7 | 31.3 | 17 | 21.2 | 18.2 | 23.8
184 | 24.2 | 29 | 27.5 | 28.6 | 27.7 | 31.3 | 17 | 21.2 | 18.2 | 23.8
185 | 24.2 | 29 | 27.5 | 28.6 | 27.7 | 31.3 | 17 | 21.2 | 18.2 | 23.8
186 | 24.2 | 29 | 27.5 | 28.6 | 27.7 | 31.3 | 17 | 21.2 | 18.2 | 23.8
187 | 24.2 | 29 | 27.5 | 28.6 | 27.7 | 31.3 | 17 | 21.2 | 18.2 | 23.8
188 | 24.2 | 29 | 27.5 | 28.6 | 27.7 | 31.3 | 17 | 21.2 | 18.2 | 23.8
189 | 24.2 | 29 | 27.5 | 28.6 | 27.7 | 31.3 | 17 | 21.2 | 18.2 | 23.8
190 | 24.2 | 29 | 27.5 | 28.6 | 27.7 | 31.3 | 17 | 21.2 | 18.2 | 23.8
191 | 24.2 | 29 | 27.5 | 28.6 | 27.7 | 31.3 | 17 | 21.2 | 18.2 | 23.8
192 | 24.2 | 29 | 27.5 | 28.6 | 27.7 | 31.3 | 17 | 21.2 | 18.2 | 23.8
193 | 24.2 | 29 | 27.5 | 28.6 | 27.7 | 31.3 | 17 | 21.2 | 18.2 | 23.8
194 | 24.2 | 29 | 27.5 | 28.6 | 27.7 | 31.3 | 17 | 21.2 | 18.2 | 23.8
195 | 24.2 | 29 | 27.5 | 28.6 | 27.7 | 31.3 | 17 | 21.2 | 18.2 | 23.8
196 | 24.2 | 29 | 27.5 | 28.6 | 27.7 | 31.3 | 17 | 21.2 | 18.2 | 23.8
197 | 24.2 | 29 | 27.5 | 28.6 | 27.7 | 31.3 | 17 | 21.2 | 18.2 | 23.8
198 | 24.2 | 29 | 27.5 | 28.6 | 27.7 | 31.3 | 17 | 21.2 | 18.2 | 23.8
199 | 24.2 | 29 | 27.5 | 28.6 | 27.7 | 31.3 | 17 | 21.2 | 18.2 | 23.8
200 | 24.2 | 29 | 27.5 | 28.6 | 27.7 | 31.3 | 17 | 21.2 | 18.2 | 23.8
201 | 24.2 | 29 | 27.5 | 28.6 | 27.7 | 31.3 | 17 | 21.2 | 18.2 | 23.8
202 | 24.2 | 29 | 27.5 | 28.6 | 27.7 | 31.3 | 17 | 21.2 | 18.2 | 23.8
203 | 24.2 | 29 | 27.5 | 28.6 | 27.7 | 31.3 | 17 | 21.2 | 18.2 | 23.8
204 | 24.2 | 29 | 27.5 | 28.6 | 27.7 | 31.3 | 17 | 21.2 | 18.2 | 23.8
205 | 24.2 | 29 | 27.5 | 28.6 | 27.7 | 31.3 | 17 | 21.2 | 18.2 | 23.8
206 | 24.2 | 29 | 27.5 | 28.6 | 27.7 | 31.3 | 17 | 21.2 | 18.2 | 23.8
207 | 24.2 | 29 | 27.5 | 28.6 | 27.7 | 31.3 | 17 | 21.2 | 18.2 | 23.8
208 | 24.2 | 29 | 27.5 | 28.6 | 27.7 | 31.3 | 17 | 21.2 | 18.2 | 23.8
209 | 24.2 | 29 | 27.5 | 28.6 | 27.7 | 31.3 | 17 | 21.2 | 18.2 | 23.8
210 | 24.2 | 29 | 27.5 | 28.6 | 27.7 | 31.3 | 17 | 21.2 | 18.2 | 23.8
211 | 24.2 | 29 | 27.5 | 28.6 | 27.7 | 31.3 | 17 | 21.2 | 18.2 | 23.8
212 | 24.2 | 29 | 27.5 | 28.6 | 27.7 | 31.3 | 17 | 21.2 | 18.2 | 23.8
213 | 24.2 | 29 | 27.5 | 28.6 | 27.7 | 31.3 | 17 | 21.2 | 18.2 | 23.8
214 | 24.2 | 29 | 27.5 | 28.6 | 27.7 | 31.3 | 17 | 21.2 | 18.2 | 23.8
215 | 24.2 | 29 | 27.5 | 28.6 | 27.7 | 31.3 | 17 | 21.2 | 18.2 | 23.8
216 | 24.2 | 29 | 27.5 | 28.6 | 27.7 | 31.3 | 17 | 21.2 | 18.2 | 23.8
217 | 24.2 | 29 | 27.5 | 28.6 | 27.7 | 31.3 | 17 | 21.2 | 18.2 | 23.8
218 | 24.2 | 29 | 27.5 | 28.6 | 27.7 | 31.3 | 17 | 21.2 | 18.2 | 23.8
219 | 24.2 | 29 | 27.5 | 28.6 | 27.7 | 31.3 | 17 | 21.2 | 18.2 | 23.8
220 | 24.2 | 29 | 27.5 | 28.6 | 27.7 | 31.3 | 17 | 21.2 | 18.2 | 23.8
221 | 24.2 | 29 | 27.5 | 28.6 | 27.7 | 31.3 | 17 | 21.2 | 18.2 | 23.8
222 | 24.2 | 29 | 27.5 | 28.6 | 27.7 | 31.3 | 17 | 21.2 | 18.2 | 23.8
223 | 24.2 | 29 | 27.5 | 28.6 | 27.7 | 31.3 | 17 | 21.2 | 18.2 | 23.8
224 | 24.2 | 29 | 27.5 | 28.6 | 27.7 | 31.3 | 17 | 21.2 | 18.2 | 23.8
225 | 24.2 | 29 | 27.5 | 28.6 | 27.7 | 31.3 | 17 | 21.2 | 18.2 | 23.8
226 | 24.2 | 29 | 27.5 | 28.6 | 27.7 | 31.3 | 17 | 21.2 | 18.2 | 23.8
227 | 24.2 | 29 | 27.5 | 28.6 | 27.7 | 31.3 | 17 | 21.2 | 18.2 | 23.8
228 | 24.2 | 29 | 27.5 | 28.6 | 27.7 | 31.3 | 17 | 21.2 | 18.2 | 23.8
229 | 24.2 | 29 | 27.5 | 28.6 | 27.7 | 31.3 | 17 | 21.2 | 18.2 | 23.8
230 | 24.2 | 29 | 27.5 | 28.6 | 27.7 | 31.3 | 17 | 21.2 | 18.2 | 23.8
231 | 24.2 | 29 | 27.5 | 28.6 | 27.7 | 31.3 | 17 | 21.2 | 18.2 | 23.8
232 | 24.2 | 29 | 27.5 | 28.6 | 27.7 | 31.3 | 17 | 21.2 | 18.2 | 23.8
233 | 24.2 | 29 | 27.5 | 28.6 | 27.7 | 31.3 | 17 | 21.2 | 18.2 | 23.8
234 | 24.2 | 29 | 27.5 | 28.6 | 27.7 | 31.3 | 17 | 21.2 | 18.2 | 23.8
235 | 24.2 | 29 | 27.5 | 28.6 | 27.7 | 31.3 | 17 | 21.2 | 18.2 | 23.8
236 | 24.2 | 29 | 27.5 | 28.6 | 27.7 | 31.3 | 17 | 21.2 | 18.2 | 23.8
237 | 24.2 | 29 | 27.5 | 28.6 | 27.7 | 31.3 | 17 | 21.2 | 18.2 | 23.8
238 | 24.2 | 29 | 27.5 | 28.6 | 27.7 | 31.3 | 17 | 21.2 | 18.2 | 23.8
239 | 24.2 | 29 | 27.5 | 28.6 | 27.7 | 31.3 | 17 | 21.2 | 18.2 | 23.8
240 | 24.2 | 29 | 27.5 | 28.6 | 27.7 | 31.3 | 17 | 21.2 | 18.2 | 23.8
241 | 24.2 | 29 | 27.5 | 28.6 | 27.7 | 31.3 | 17 | 21.2 | 18.2 | 23.8
242 | 24.2 | 29 | 27.5 | 28.6 | 27.7 | 31.3 | 17 | 21.2 | 18.2 | 23.8
243 | 24.2 | 29 | 27.5 | 28.6 | 27.7 | 31.3 | 17 | 21.2 | 18.2 | 23.8
244 | 24.2 | 29 | 27.5 | 28.6 | 27.7 | 31.3 | 17 | 21.2 | 18.2 | 23.8
245 | 24.2 | 29 | 27.5 | 28.6 | 27.7 | 31.3 | 17 | 21.2 | 18.2 | 23.8
246 | 24.2 | 29 | 27.5 | 28.6 | 27.7 | 31.3 | 17 | 21.2 | 18.2 | 23.8
247 | 24.2 | 29 | 27.5 | 28.6 | 27.7 | 31.3 | 17 | 21.2 | 18.2 | 23.8
248 | 24.2 | 29 | 27.5 | 28.6 | 27.7 | 31.3 | 17 | 21.2 | 18.2 | 23.8
249 | 24.2 | 29 | 27.5 | 28.6 | 27.7 | 31.3 | 17 | 21.2 | 18.2 | 23.8
250 | 24.2 | 29 | 27.5 | 28.6 | 27.7 | 31.3 | 17 | 21.2 | 18.2 | 23.8
251 | 24.2 | 29 | 27.5 | 28.6 | 27.7 | 31.3 | 17 | 21.2 | 18.2 | 23.8
252 | 24.2 | 29 | 27.5 | 28.6 | 27.7 | 31.3 | 17 | 21.2 | 18.2 | 23.8
253 | 24.2 | 29 | 27.5 | 28.6 | 27.7 | 31.3 | 17 | 21.2 | 18.2 | 23.8
254 | 24.2 | 29 | 27.5 | 28.6 | 27.7 | 31.3 | 17 | 21.2 | 18.2 | 23.8
255 | 24.2 | 29 | 27.5 | 28.6 | 27.7 | 31.3 | 17 | 21.2 | 18.2 | 23.8
256 | 24.2 | 29 | 27.5 | 28.6 | 27.7 | 31.3 | 17 | 21.2 | 18.2 | 23.8
257 | 24.2 | 29 | 27.5 | 28.6 | 27.7 | 31.3 | 17 | 21.2 | 18.2 | 23.8
258 | 24.2 | 29 | 27.5 | 28.6 | 27.7 | 31.3 | 17 | 21.2 | 18.2 | 23.8
259 | 24.2 | 29 | 27.5 | 28.6 | 27.7 | 31.3 | 17 | 21.2 | 18.2 | 23.8
260 | 24.2 | 29 | 27.5 | 28.6 | 27.7 | 31.3 | 17 | 21.2 | 18.2 | 23.8
261 | 24.2 | 29 | 27.5 | 28.6 | 27.7 | 31.3 | 17 | 21.2 | 18.2 | 23.8
262 | 24.2 | 29 | 27.5 | 28.6 | 27.7 | 31.3 | 17 | 21.2 | 18.2 | 23.8
263 | 24.2 | 29 | 27.5 | 28.6 | 27.7 | 31.3 | 17 | 21.2 | 18.2 | 23.8
264 | 24.2 | 29 | 27.5 | 28.6 | 27.7 | 31.3 | 17 | 21.2 | 18.2 | 23.8
265 | 24.2 | 29 | 27.5 | 28.6 | 27.7 | 31.3 | 17 | 21.2 | 18.2 | 23.8
266 | 24.2 | 29 | 27.5 | 28.6 | 27.7 | 31.3 | 17 | 21.2 | 18.2 | 23.8
267 | 24.2 | 29 | 27.5 | 28.6 | 27.7 | 31.3 | 17 | 21.2 | 18.2 | 23.8
268 | 24.2 | 29 | 27.5 | 28.6 | 27.7 | 31.3 | 17 | 21.2 | 18.2 | 23.8
269 | 24.2 | 29 | 27.5 | 28.6 | 27.7 | 31.3 | 17 | 21.2 | 18.2 | 23.8
270 | 24.2 | 29 | 27.5 | 28.6 | 27.7 | 31.3 | 17 | 21.2 | 18.2 | 23.8
271 | 24.2 | 29 | 27.5 | 28.6 | 27.7 | 31.3 | 17 | 21.2 | 18.2 | 23.8
272 | 24.2 | 29 | 27.5 | 28.6 | 27.7 | 31.3 | 17 | 21.2 | 18.2 | 23.8
273 | 24.2 | 29 | 27.5 | 28.6 | 27.7 | 31.3 | 17 | 21.2 | 18.2 | 23.8
274 | 24.2 | 29 | 27.5 | 28.6 | 27.7 | 31.3 | 17 | 21.2 | 18.2 | 23.8
275 | 24.2 | 29 | 27.5 | 28.6 | 27.7 | 31.3 | 9 | 13 | 18.2 | 23.8
276 | 24.2 | 29 | 27.5 | 28.6 | 27.7 | 31.3 | 9 | 13 | 18.2 | 23.8
277 | 24.2 | 29 | 27.5 | 28.6 | 27.7 | 31.3 | 9 | 13 | 18.2 | 23.8
278 | 24.2 | 29 | 27.5 | 28.6 | 27.7 | 31.3 | 9 | 13 | 18.2 | 23.8
279 | 24.2 | 29 | 27.5 | 28.6 | 27.7 | 31.3 | 9 | 13 | 18.2 | 23.8
280 | 24.2 | 29 | 27.5 | 28.6 | 27.7 | 31.3 | 9 | 13 | 18.2 | 23.8
281 | 24.2 | 29 | 27.5 | 28.6 | 27.7 | 31.3 | 9 | 13 | 18.2 | 23.8
282 | 24.2 | 29 | 27.5 | 28.6 | 27.7 | 31.3 | 9 | 13 | 18.2 | 23.8
283 | 24.2 | 29 | 27.5 | 28.6 | 27.7 | 31.3 | 9 | 13 | 18.2 | 23.8
284 | 24.2 | 29 | 27.5 | 28.6 | 27.7 | 31.3 | 9 | 13 | 18.2 | 23.8
285 | 24.2 | 29 | 27.5 | 28.6 | 27.7 | 31.3 | 9 | 13 | 18.2 | 23.8
286 | 24.2 | 29 | 27.5 | 28.6 | 27.7 | 31.3 | 9 | 13 | 18.2 | 23.8
287 | 24.2 | 29 | 27.5 | 28.6 | 27.7 | 31.3 | 9 | 13 | 18.2 | 23.8
288 | 24.2 | 29 | 27.5 | 28.6 | 27.7 | 31.3 | 9 | 13 | 18.2 | 23.8
289 | 24.2 | 29 | 27.5 | 28.6 | 27.7 | 31.3 | 9 | 13 | 18.2 | 23.8
290 | 24.2 | 29 | 27.5 | 28.6 | 27.7 | 31.3 | 9 | 13 | 18.2 | 23.8
291 | 24.2 | 29 | 27.5 | 28.6 | 27.7 | 31.3 | 9 | 13 | 18.2 | 23.8
292 | 24.2 | 29 | 27.5 | 28.6 | 27.7 | 31.3 | 9 | 13 | 18.2 | 23.8
293 | 24.2 | 29 | 27.5 | 28.6 | 27.7 | 31.3 | 9 | 13 | 18.2 | 23.8
294 | 24.2 | 29 | 27.5 | 28.6 | 27.7 | 31.3 | 9 | 13 | 18.2 | 23.8
295 | 24.2 | 29 | 27.5 | 28.6 | 27.7 | 31.3 | 9 | 13 | 18.2 | 23.8
296 | 24.2 | 29 | 27.5 | 28.6 | 27.7 | 31.3 | 9 | 13 | 18.2 | 23.8
297 | 24.2 | 29 | 27.5 | 28.6 | 27.7 | 31.3 | 9 | 13 | 18.2 | 23.8
298 | 24.2 | 29 | 27.5 | 28.6 | 27.7 | 31.3 | 9 | 13 | 18.2 | 23.8
299 | 24.2 | 29 | 27.5 | 28.6 | 27.7 | 31.3 | 9 | 13 | 18.2 | 23.8
300 | 24.2 | 29 | 27.5 | 28.6 | 27.7 | 31.3 | 9 | 13 | 18.2 | 23.8
301 | 24.2 | 29 | 27.5 | 28.6 | 27.7 | 31.3 | 9 | 13 | 18.2 | 23.8
302 | 24.2 | 29 | 27.5 | 28.6 | 27.7 | 31.3 | 9 | 13 | 18.2 | 23.8
303 | 24.2 | 29 | 27.5 | 28.6 | 27.7 | 31.3 | 9 | 13 | 18.2 | 23.8
304 | 24.2 | 29 | 27.5 | 28.6 | 27.7 | 31.3 | 9 | 13 | 18.2 | 23.8
305 | 24.2 | 29 | 27.5 | 28.6 | 27.7 | 31.3 | 9 | 13 | 18.2 | 23.8
306 | 24.2 | 29 | 27.5 | 28.6 | 27.7 | 31.3 | 9 | 13 | 9 | 13
307 | 24.2 | 29 | 27.5 | 28.6 | 27.7 | 31.3 | 9 | 13 | 9 | 13
308 | 24.2 | 29 | 27.5 | 28.6 | 27.7 | 31.3 | 9 | 13 | 9 | 13
309 | 24.2 | 29 | 27.5 | 28.6 | 27.7 | 31.3 | 9 | 13 | 9 | 13
310 | 24.2 | 29 | 27.5 | 28.6 | 27.7 | 31.3 | 9 | 13 | 9 | 13
311 | 24.2 | 29 | 27.5 | 28.6 | 27.7 | 31.3 | 9 | 13 | 9 | 13
312 | 24.2 | 29 | 27.5 | 28.6 | 27.7 | 31.3 | 9 | 13 | 9 | 13
313 | 24.2 | 29 | 27.5 | 28.6 | 27.7 | 31.3 | 9 | 13 | 9 | 13
314 | 24.2 | 29 | 27.5 | 28.6 | 27.7 | 31.3 | 9 | 13 | 9 | 13
315 | 24.2 | 29 | 27.5 | 28.6 | 27.7 | 31.3 | 9 | 13 | 9 | 13
316 | 24.2 | 29 | 27.5 | 28.6 | 27.7 | 31.3 | 9 | 13 | 9 | 13
317 | 24.2 | 29 | 27.5 | 28.6 | 27.7 | 31.3 | 9 | 13 | 9 | 13
318 | 24.2 | 29 | 27.5 | 28.6 | 27.7 | 31.3 | 9 | 13 | 9 | 13
319 | 24.2 | 29 | 27.5 | 28.6 | 27.7 | 31.3 | 9 | 13 | 9 | 13
320 | 24.2 | 29 | 27.5 | 28.6 | 27.7 | 31.3 | 9 | 13 | 9 | 13
321 | 24.2 | 29 | 27.5 | 28.6 | 27.7 | 31.3 | 9 | 13 | 9 | 13
322 | 24.2 | 29 | 27.5 | 28.6 | 27.7 | 31.3 | 9 | 13 | 9 | 13
323 | 24.2 | 29 | 27.5 | 28.6 | 27.7 | 31.3 | 9 | 13 | 9 | 13
324 | 24.2 | 29 | 27.5 | 28.6 | 27.7 | 31.3 | 9 | 13 | 9 | 13
325 | 24.2 | 29 | 27.5 | 28.6 | 27.7 | 31.3 | 9 | 13 | 9 | 13
326 | 24.2 | 29 | 27.5 | 28.6 | 27.7 | 31.3 | 9 | 13 | 9 | 13
327 | 24.2 | 29 | 27.5 | 28.6 | 27.7 | 31.3 | 9 | 13 | 9 | 13
328 | 24.2 | 29 | 27.5 | 28.6 | 27.7 | 31.3 | 9 | 13 | 9 | 13
329 | 24.2 | 29 | 27.5 | 28.6 | 27.7 | 31.3 | 9 | 13 | 9 | 13
330 | 24.2 | 29 | 27.5 | 28.6 | 27.7 | 31.3 | 9 | 13 | 9 | 13
331 | 24.2 | 29 | 27.5 | 28.6 | 27.7 | 31.3 | 9 | 13 | 9 | 13
332 | 24.2 | 29 | 27.5 | 28.6 | 27.7 | 31.3 | 9 | 13 | 9 | 13
333 | 24.2 | 29 | 27.5 | 28.6 | 27.7 | 31.3 | 9 | 13 | 9 | 13
334 | 24.2 | 29 | 27.5 | 28.6 | 27.7 | 31.3 | 9 | 13 | 9 | 13
335 | 24.2 | 29 | 27.5 | 28.6 | 27.7 | 31.3 | 9 | 13 | 9 | 13
336 | 12.1 | 14.5 | 13.7 | 14.3 | 13.9 | 15.2 | 9 | 13 | 9 | 13
337 | 12.1 | 14.5 | 13.7 | 14.3 | 13.9 | 15.2 | 9 | 13 | 9 | 13
338 | 12.1 | 14.5 | 13.7 | 14.3 | 13.9 | 15.2 | 9 | 13 | 9 | 13
339 | 12.1 | 14.5 | 13.7 | 14.3 | 13.9 | 15.2 | 9 | 13 | 9 | 13
340 | 12.1 | 14.5 | 13.7 | 14.3 | 13.9 | 15.2 | 9 | 13 | 9 | 13
341 | 12.1 | 14.5 | 13.7 | 14.3 | 13.9 | 15.2 | 9 | 13 | 9 | 13
342 | 12.1 | 14.5 | 13.7 | 14.3 | 13.9 | 15.2 | 9 | 13 | 9 | 13
343 | 12.1 | 14.5 | 13.7 | 14.3 | 13.9 | 15.2 | 9 | 13 | 9 | 13
344 | 12.1 | 14.5 | 13.7 | 14.3 | 13.9 | 15.2 | 9 | 13 | 9 | 13
345 | 12.1 | 14.5 | 13.7 | 14.3 | 13.9 | 15.2 | 9 | 13 | 9 | 13
346 | 12.1 | 14.5 | 13.7 | 14.3 | 13.9 | 15.2 | 9 | 13 | 9 | 13
347 | 12.1 | 14.5 | 13.7 | 14.3 | 13.9 | 15.2 | 9 | 13 | 9 | 13
348 | 12.1 | 14.5 | 13.7 | 14.3 | 13.9 | 15.2 | 9 | 13 | 9 | 13
349 | 12.1 | 14.5 | 13.7 | 14.3 | 13.9 | 15.2 | 9 | 13 | 9 | 13
350 | 12.1 | 14.5 | 13.7 | 14.3 | 13.9 | 15.2 | 9 | 13 | 9 | 13
351 | 12.1 | 14.5 | 13.7 | 14.3 | 13.9 | 15.2 | 9 | 13 | 9 | 13
352 | 12.1 | 14.5 | 13.7 | 14.3 | 13.9 | 15.2 | 9 | 13 | 9 | 13
353 | 12.1 | 14.5 | 13.7 | 14.3 | 13.9 | 15.2 | 9 | 13 | 9 | 13
354 | 12.1 | 14.5 | 13.7 | 14.3 | 13.9 | 15.2 | 9 | 13 | 9 | 13
355 | 12.1 | 14.5 | 13.7 | 14.3 | 13.9 | 15.2 | 9 | 13 | 9 | 13
356 | 12.1 | 14.5 | 13.7 | 14.3 | 13.9 | 15.2 | 9 | 13 | 9 | 13
357 | 12.1 | 14.5 | 13.7 | 14.3 | 13.9 | 15.2 | 9 | 13 | 9 | 13
358 | 12.1 | 14.5 | 13.7 | 14.3 | 13.9 | 15.2 | 9 | 13 | 9 | 13
359 | 12.1 | 14.5 | 13.7 | 14.3 | 13.9 | 15.2 | 9 | 13 | 9 | 13
360 | 12.1 | 14.5 | 13.7 | 14.3 | 13.9 | 15.2 | 9 | 13 | 9 | 13
361 | 12.1 | 14.5 | 13.7 | 14.3 | 13.9 | 15.2 | 9 | 13 | 9 | 13
362 | 12.1 | 14.5 | 13.7 | 14.3 | 13.9 | 15.2 | 9 | 13 | 9 | 13
363 | 12.1 | 14.5 | 13.7 | 14.3 | 13.9 | 15.2 | 9 | 13 | 9 | 13
364 | 12.1 | 14.5 | 13.7 | 14.3 | 13.9 | 15.2 | 9 | 13 | 9 | 13
365 | 12.1 | 14.5 | 13.7 | 14.3 | 13.9 | 15.2 | 9 | 13 | 9 | 13

## monthly data
| Day of year | Elevation (ft) | Effluent discharge/ Stream Discharge | Stream discharge, cfs, from user interface | Stream discharge, cfs, estimation (linear) | Log10 stream discharge
2000-01-01 | 1 | 5279.3333 | 0 | 24.3331 | 24.3331 | 1.3862 | TRUE
2000-01-02 | 2 | 5279.3333 | 0 | #N/A | 24.3169 | 1.3859 | TRUE
2000-01-03 | 3 | 5279.3333 | 0 | #N/A | 24.3006 | 1.3856 | TRUE
2000-01-04 | 4 | 5279.3333 | 0 | #N/A | 24.2844 | 1.3853 | TRUE
2000-01-05 | 5 | 5279.3333 | 0 | #N/A | 24.2682 | 1.385 | TRUE
2000-01-06 | 6 | 5279.3333 | 0 | #N/A | 24.252 | 1.3847 | TRUE
2000-01-07 | 7 | 5279.3333 | 0 | #N/A | 24.2357 | 1.3845 | TRUE
2000-01-08 | 8 | 5279.3333 | 0 | #N/A | 24.2195 | 1.3842 | TRUE
2000-01-09 | 9 | 5279.3333 | 0 | #N/A | 24.2033 | 1.3839 | TRUE
2000-01-10 | 10 | 5279.3333 | 0 | #N/A | 24.187 | 1.3836 | TRUE
2000-01-11 | 11 | 5279.3333 | 0 | #N/A | 24.1708 | 1.3833 | TRUE
2000-01-12 | 12 | 5279.3333 | 0 | #N/A | 24.1546 | 1.383 | TRUE
2000-01-13 | 13 | 5279.3333 | 0 | #N/A | 24.1384 | 1.3827 | TRUE
2000-01-14 | 14 | 5279.3333 | 0 | #N/A | 24.1221 | 1.3824 | TRUE
2000-01-15 | 15 | 5279.3333 | 0 | 24.1059 | 24.1059 | 1.3821 | TRUE
2000-01-16 | 16 | 5279.3333 | 0 | #N/A | 24.0463 | 1.381 | TRUE
2000-01-17 | 17 | 5279.3333 | 0 | #N/A | 23.9866 | 1.38 | TRUE
2000-01-18 | 18 | 5279.3333 | 0 | #N/A | 23.927 | 1.3789 | TRUE
2000-01-19 | 19 | 5279.3333 | 0 | #N/A | 23.8674 | 1.3778 | TRUE
2000-01-20 | 20 | 5279.3333 | 0 | #N/A | 23.8077 | 1.3767 | TRUE
2000-01-21 | 21 | 5279.3333 | 0 | #N/A | 23.7481 | 1.3756 | TRUE
2000-01-22 | 22 | 5279.3333 | 0 | #N/A | 23.6884 | 1.3745 | TRUE
2000-01-23 | 23 | 5279.3333 | 0 | #N/A | 23.6288 | 1.3734 | TRUE
2000-01-24 | 24 | 5279.3333 | 0 | #N/A | 23.5692 | 1.3723 | TRUE
2000-01-25 | 25 | 5279.3333 | 0 | #N/A | 23.5095 | 1.3712 | TRUE
2000-01-26 | 26 | 5279.3333 | 0 | #N/A | 23.4499 | 1.3701 | TRUE
2000-01-27 | 27 | 5279.3333 | 0 | #N/A | 23.3902 | 1.369 | TRUE
2000-01-28 | 28 | 5279.3333 | 0 | #N/A | 23.3306 | 1.3679 | TRUE
2000-01-29 | 29 | 5279.3333 | 0 | #N/A | 23.271 | 1.3668 | TRUE
2000-01-30 | 30 | 5279.3333 | 0 | #N/A | 23.2113 | 1.3657 | TRUE
2000-01-31 | 31 | 5279.3333 | 0 | #N/A | 23.1517 | 1.3646 | TRUE
2000-02-01 | 32 | 5279.3333 | 0 | #N/A | 23.092 | 1.3635 | TRUE
2000-02-02 | 33 | 5279.3333 | 0 | #N/A | 23.0324 | 1.3623 | TRUE
2000-02-03 | 34 | 5279.3333 | 0 | #N/A | 22.9728 | 1.3612 | TRUE
2000-02-04 | 35 | 5279.3333 | 0 | #N/A | 22.9131 | 1.3601 | TRUE
2000-02-05 | 36 | 5279.3333 | 0 | #N/A | 22.8535 | 1.359 | TRUE
2000-02-06 | 37 | 5279.3333 | 0 | #N/A | 22.7938 | 1.3578 | TRUE
2000-02-07 | 38 | 5279.3333 | 0 | #N/A | 22.7342 | 1.3567 | TRUE
2000-02-08 | 39 | 5279.3333 | 0 | #N/A | 22.6746 | 1.3555 | TRUE
2000-02-09 | 40 | 5279.3333 | 0 | #N/A | 22.6149 | 1.3544 | TRUE
2000-02-10 | 41 | 5279.3333 | 0 | #N/A | 22.5553 | 1.3532 | TRUE
2000-02-11 | 42 | 5279.3333 | 0 | #N/A | 22.4956 | 1.3521 | TRUE
2000-02-12 | 43 | 5279.3333 | 0 | #N/A | 22.436 | 1.3509 | TRUE
2000-02-13 | 44 | 5279.3333 | 0 | #N/A | 22.3764 | 1.3498 | TRUE
2000-02-14 | 45 | 5279.3333 | 0 | #N/A | 22.3167 | 1.3486 | TRUE
2000-02-15 | 46 | 5279.3333 | 0 | 22.2571 | 22.2571 | 1.3475 | TRUE
2000-02-16 | 47 | 5279.3333 | 0 | #N/A | 22.31 | 1.3485 | TRUE
2000-02-17 | 48 | 5279.3333 | 0 | #N/A | 22.3629 | 1.3495 | TRUE
2000-02-18 | 49 | 5279.3333 | 0 | #N/A | 22.4158 | 1.3506 | TRUE
2000-02-19 | 50 | 5279.3333 | 0 | #N/A | 22.4686 | 1.3516 | TRUE
2000-02-20 | 51 | 5279.3333 | 0 | #N/A | 22.5215 | 1.3526 | TRUE
2000-02-21 | 52 | 5279.3333 | 0 | #N/A | 22.5744 | 1.3536 | TRUE
2000-02-22 | 53 | 5279.3333 | 0 | #N/A | 22.6273 | 1.3546 | TRUE
2000-02-23 | 54 | 5279.3333 | 0 | #N/A | 22.6802 | 1.3556 | TRUE
2000-02-24 | 55 | 5279.3333 | 0 | #N/A | 22.7331 | 1.3567 | TRUE
2000-02-25 | 56 | 5279.3333 | 0 | #N/A | 22.786 | 1.3577 | TRUE
2000-02-26 | 57 | 5279.3333 | 0 | #N/A | 22.8389 | 1.3587 | TRUE
2000-02-27 | 58 | 5279.3333 | 0 | #N/A | 22.8917 | 1.3597 | TRUE
2000-02-28 | 59 | 5279.3333 | 0 | #N/A | 22.9446 | 1.3607 | TRUE
2000-02-29 | 60 | 5279.3333 | 0 | #N/A | 22.9975 | 1.3617 | TRUE
2000-03-01 | 61 | 5279.3333 | 0 | #N/A | 23.0504 | 1.3627 | TRUE
2000-03-02 | 62 | 5279.3333 | 0 | #N/A | 23.1033 | 1.3637 | TRUE
2000-03-03 | 63 | 5279.3333 | 0 | #N/A | 23.1562 | 1.3647 | TRUE
2000-03-04 | 64 | 5279.3333 | 0 | #N/A | 23.2091 | 1.3657 | TRUE
2000-03-05 | 65 | 5279.3333 | 0 | #N/A | 23.262 | 1.3666 | TRUE
2000-03-06 | 66 | 5279.3333 | 0 | #N/A | 23.3149 | 1.3676 | TRUE
2000-03-07 | 67 | 5279.3333 | 0 | #N/A | 23.3677 | 1.3686 | TRUE
2000-03-08 | 68 | 5279.3333 | 0 | #N/A | 23.4206 | 1.3696 | TRUE
2000-03-09 | 69 | 5279.3333 | 0 | #N/A | 23.4735 | 1.3706 | TRUE
2000-03-10 | 70 | 5279.3333 | 0 | #N/A | 23.5264 | 1.3716 | TRUE
2000-03-11 | 71 | 5279.3333 | 0 | #N/A | 23.5793 | 1.3725 | TRUE
2000-03-12 | 72 | 5279.3333 | 0 | #N/A | 23.6322 | 1.3735 | TRUE
2000-03-13 | 73 | 5279.3333 | 0 | #N/A | 23.6851 | 1.3745 | TRUE
2000-03-14 | 74 | 5279.3333 | 0 | #N/A | 23.738 | 1.3754 | TRUE
2000-03-15 | 75 | 5279.3333 | 0 | 23.7909 | 23.7909 | 1.3764 | TRUE
2000-03-16 | 76 | 5279.3333 | 0 | #N/A | 24.6263 | 1.3914 | TRUE
2000-03-17 | 77 | 5279.3333 | 0 | #N/A | 25.4617 | 1.4059 | TRUE
2000-03-18 | 78 | 5279.3333 | 0 | #N/A | 26.2971 | 1.4199 | TRUE
2000-03-19 | 79 | 5279.3333 | 0 | #N/A | 27.1325 | 1.4335 | TRUE
2000-03-20 | 80 | 5279.3333 | 0 | #N/A | 27.9679 | 1.4467 | TRUE
2000-03-21 | 81 | 5279.3333 | 0 | #N/A | 28.8034 | 1.4594 | TRUE
2000-03-22 | 82 | 5279.3333 | 0 | #N/A | 29.6388 | 1.4719 | TRUE
2000-03-23 | 83 | 5279.3333 | 0 | #N/A | 30.4742 | 1.4839 | TRUE
2000-03-24 | 84 | 5279.3333 | 0 | #N/A | 31.3096 | 1.4957 | TRUE
2000-03-25 | 85 | 5279.3333 | 0 | #N/A | 32.145 | 1.5071 | TRUE
2000-03-26 | 86 | 5279.3333 | 0 | #N/A | 32.9805 | 1.5183 | TRUE
2000-03-27 | 87 | 5279.3333 | 0 | #N/A | 33.8159 | 1.5291 | TRUE
2000-03-28 | 88 | 5279.3333 | 0 | #N/A | 34.6513 | 1.5397 | TRUE
2000-03-29 | 89 | 5279.3333 | 0 | #N/A | 35.4867 | 1.5501 | TRUE
2000-03-30 | 90 | 5279.3333 | 0 | #N/A | 36.3221 | 1.5602 | TRUE
2000-03-31 | 91 | 5279.3333 | 0 | #N/A | 37.1575 | 1.57 | TRUE
2000-04-01 | 92 | 5279.3333 | 0 | #N/A | 37.993 | 1.5797 | TRUE
2000-04-02 | 93 | 5279.3333 | 0 | #N/A | 38.8284 | 1.5891 | TRUE
2000-04-03 | 94 | 5279.3333 | 0 | #N/A | 39.6638 | 1.5984 | TRUE
2000-04-04 | 95 | 5279.3333 | 0 | #N/A | 40.4992 | 1.6074 | TRUE
2000-04-05 | 96 | 5279.3333 | 0 | #N/A | 41.3346 | 1.6163 | TRUE
2000-04-06 | 97 | 5279.3333 | 0 | #N/A | 42.1701 | 1.625 | TRUE
2000-04-07 | 98 | 5279.3333 | 0 | #N/A | 43.0055 | 1.6335 | TRUE
2000-04-08 | 99 | 5279.3333 | 0 | #N/A | 43.8409 | 1.6419 | TRUE
2000-04-09 | 100 | 5279.3333 | 0 | #N/A | 44.6763 | 1.6501 | TRUE
2000-04-10 | 101 | 5279.3333 | 0 | #N/A | 45.5117 | 1.6581 | TRUE
2000-04-11 | 102 | 5279.3333 | 0 | #N/A | 46.3471 | 1.666 | TRUE
2000-04-12 | 103 | 5279.3333 | 0 | #N/A | 47.1826 | 1.6738 | TRUE
2000-04-13 | 104 | 5279.3333 | 0 | #N/A | 48.018 | 1.6814 | TRUE
2000-04-14 | 105 | 5279.3333 | 0 | 48.8534 | 48.8534 | 1.6889 | TRUE
2000-04-15 | 106 | 5279.3333 | 0 | #N/A | 51.7999 | 1.7143 | TRUE
2000-04-16 | 107 | 5279.3333 | 0 | #N/A | 54.7464 | 1.7384 | TRUE
2000-04-17 | 108 | 5279.3333 | 0 | #N/A | 57.6928 | 1.7611 | TRUE
2000-04-18 | 109 | 5279.3333 | 0 | #N/A | 60.6393 | 1.7828 | TRUE
2000-04-19 | 110 | 5279.3333 | 0 | #N/A | 63.5858 | 1.8034 | TRUE
2000-04-20 | 111 | 5279.3333 | 0 | #N/A | 66.5323 | 1.823 | TRUE
2000-04-21 | 112 | 5279.3333 | 0 | #N/A | 69.4788 | 1.8419 | TRUE
2000-04-22 | 113 | 5279.3333 | 0 | #N/A | 72.4252 | 1.8599 | TRUE
2000-04-23 | 114 | 5279.3333 | 0 | #N/A | 75.3717 | 1.8772 | TRUE
2000-04-24 | 115 | 5279.3333 | 0 | #N/A | 78.3182 | 1.8939 | TRUE
2000-04-25 | 116 | 5279.3333 | 0 | #N/A | 81.2647 | 1.9099 | TRUE
2000-04-26 | 117 | 5279.3333 | 0 | #N/A | 84.2112 | 1.9254 | TRUE
2000-04-27 | 118 | 5279.3333 | 0 | #N/A | 87.1576 | 1.9403 | TRUE
2000-04-28 | 119 | 5279.3333 | 0 | #N/A | 90.1041 | 1.9547 | TRUE
2000-04-29 | 120 | 5279.3333 | 0 | #N/A | 93.0506 | 1.9687 | TRUE
2000-04-30 | 121 | 5279.3333 | 0 | #N/A | 95.9971 | 1.9823 | TRUE
2000-05-01 | 122 | 5279.3333 | 0 | #N/A | 98.9436 | 1.9954 | TRUE
2000-05-02 | 123 | 5279.3333 | 0 | #N/A | 101.89 | 2.0081 | TRUE
2000-05-03 | 124 | 5279.3333 | 0 | #N/A | 104.8365 | 2.0205 | TRUE
2000-05-04 | 125 | 5279.3333 | 0 | #N/A | 107.783 | 2.0326 | TRUE
2000-05-05 | 126 | 5279.3333 | 0 | #N/A | 110.7295 | 2.0443 | TRUE
2000-05-06 | 127 | 5279.3333 | 0 | #N/A | 113.676 | 2.0557 | TRUE
2000-05-07 | 128 | 5279.3333 | 0 | #N/A | 116.6224 | 2.0668 | TRUE
2000-05-08 | 129 | 5279.3333 | 0 | #N/A | 119.5689 | 2.0776 | TRUE
2000-05-09 | 130 | 5279.3333 | 0 | #N/A | 122.5154 | 2.0882 | TRUE
2000-05-10 | 131 | 5279.3333 | 0 | #N/A | 125.4619 | 2.0985 | TRUE
2000-05-11 | 132 | 5279.3333 | 0 | #N/A | 128.4084 | 2.1086 | TRUE
2000-05-12 | 133 | 5279.3333 | 0 | #N/A | 131.3548 | 2.1184 | TRUE
2000-05-13 | 134 | 5279.3333 | 0 | #N/A | 134.3013 | 2.1281 | TRUE
2000-05-14 | 135 | 5279.3333 | 0 | 137.2478 | 137.2478 | 2.1375 | TRUE
2000-05-15 | 136 | 5279.3333 | 0 | #N/A | 140.7096 | 2.1483 | TRUE
2000-05-16 | 137 | 5279.3333 | 0 | #N/A | 144.1714 | 2.1589 | TRUE
2000-05-17 | 138 | 5279.3333 | 0 | #N/A | 147.6332 | 2.1692 | TRUE
2000-05-18 | 139 | 5279.3333 | 0 | #N/A | 151.095 | 2.1793 | TRUE
2000-05-19 | 140 | 5279.3333 | 0 | #N/A | 154.5568 | 2.1891 | TRUE
2000-05-20 | 141 | 5279.3333 | 0 | #N/A | 158.0186 | 2.1987 | TRUE
2000-05-21 | 142 | 5279.3333 | 0 | #N/A | 161.4804 | 2.2081 | TRUE
2000-05-22 | 143 | 5279.3333 | 0 | #N/A | 164.9422 | 2.2173 | TRUE
2000-05-23 | 144 | 5279.3333 | 0 | #N/A | 168.404 | 2.2264 | TRUE
2000-05-24 | 145 | 5279.3333 | 0 | #N/A | 171.8658 | 2.2352 | TRUE
2000-05-25 | 146 | 5279.3333 | 0 | #N/A | 175.3276 | 2.2439 | TRUE
2000-05-26 | 147 | 5279.3333 | 0 | #N/A | 178.7894 | 2.2523 | TRUE
2000-05-27 | 148 | 5279.3333 | 0 | #N/A | 182.2512 | 2.2607 | TRUE
2000-05-28 | 149 | 5279.3333 | 0 | #N/A | 185.713 | 2.2688 | TRUE
2000-05-29 | 150 | 5279.3333 | 0 | #N/A | 189.1748 | 2.2769 | TRUE
2000-05-30 | 151 | 5279.3333 | 0 | #N/A | 192.6366 | 2.2847 | TRUE
2000-05-31 | 152 | 5279.3333 | 0 | #N/A | 196.0984 | 2.2925 | TRUE
2000-06-01 | 153 | 5279.3333 | 0 | #N/A | 199.5602 | 2.3001 | TRUE
2000-06-02 | 154 | 5279.3333 | 0 | #N/A | 203.022 | 2.3075 | TRUE
2000-06-03 | 155 | 5279.3333 | 0 | #N/A | 206.4838 | 2.3149 | TRUE
2000-06-04 | 156 | 5279.3333 | 0 | #N/A | 209.9456 | 2.3221 | TRUE
2000-06-05 | 157 | 5279.3333 | 0 | #N/A | 213.4074 | 2.3292 | TRUE
2000-06-06 | 158 | 5279.3333 | 0 | #N/A | 216.8692 | 2.3362 | TRUE
2000-06-07 | 159 | 5279.3333 | 0 | #N/A | 220.331 | 2.3431 | TRUE
2000-06-08 | 160 | 5279.3333 | 0 | #N/A | 223.7928 | 2.3498 | TRUE
2000-06-09 | 161 | 5279.3333 | 0 | #N/A | 227.2545 | 2.3565 | TRUE
2000-06-10 | 162 | 5279.3333 | 0 | #N/A | 230.7163 | 2.3631 | TRUE
2000-06-11 | 163 | 5279.3333 | 0 | #N/A | 234.1781 | 2.3695 | TRUE
2000-06-12 | 164 | 5279.3333 | 0 | #N/A | 237.6399 | 2.3759 | TRUE
2000-06-13 | 165 | 5279.3333 | 0 | #N/A | 241.1017 | 2.3822 | TRUE
2000-06-14 | 166 | 5279.3333 | 0 | 244.5635 | 244.5635 | 2.3884 | TRUE
2000-06-15 | 167 | 5279.3333 | 0 | #N/A | 241.9056 | 2.3836 | TRUE
2000-06-16 | 168 | 5279.3333 | 0 | #N/A | 239.2477 | 2.3788 | TRUE
2000-06-17 | 169 | 5279.3333 | 0 | #N/A | 236.5897 | 2.374 | TRUE
2000-06-18 | 170 | 5279.3333 | 0 | #N/A | 233.9318 | 2.3691 | TRUE
2000-06-19 | 171 | 5279.3333 | 0 | #N/A | 231.2738 | 2.3641 | TRUE
2000-06-20 | 172 | 5279.3333 | 0 | #N/A | 228.6159 | 2.3591 | TRUE
2000-06-21 | 173 | 5279.3333 | 0 | #N/A | 225.9579 | 2.354 | TRUE
2000-06-22 | 174 | 5279.3333 | 0 | #N/A | 223.3 | 2.3489 | TRUE
2000-06-23 | 175 | 5279.3333 | 0 | #N/A | 220.6421 | 2.3437 | TRUE
2000-06-24 | 176 | 5279.3333 | 0 | #N/A | 217.9841 | 2.3384 | TRUE
2000-06-25 | 177 | 5279.3333 | 0 | #N/A | 215.3262 | 2.3331 | TRUE
2000-06-26 | 178 | 5279.3333 | 0 | #N/A | 212.6682 | 2.3277 | TRUE
2000-06-27 | 179 | 5279.3333 | 0 | #N/A | 210.0103 | 2.3222 | TRUE
2000-06-28 | 180 | 5279.3333 | 0 | #N/A | 207.3523 | 2.3167 | TRUE
2000-06-29 | 181 | 5279.3333 | 0 | #N/A | 204.6944 | 2.3111 | TRUE
2000-06-30 | 182 | 5279.3333 | 0 | #N/A | 202.0365 | 2.3054 | TRUE
2000-07-01 | 183 | 5279.3333 | 0 | #N/A | 199.3785 | 2.2997 | TRUE
2000-07-02 | 184 | 5279.3333 | 0 | #N/A | 196.7206 | 2.2938 | TRUE
2000-07-03 | 185 | 5279.3333 | 0 | #N/A | 194.0626 | 2.2879 | TRUE
2000-07-04 | 186 | 5279.3333 | 0 | #N/A | 191.4047 | 2.282 | TRUE
2000-07-05 | 187 | 5279.3333 | 0 | #N/A | 188.7468 | 2.2759 | TRUE
2000-07-06 | 188 | 5279.3333 | 0 | #N/A | 186.0888 | 2.2697 | TRUE
2000-07-07 | 189 | 5279.3333 | 0 | #N/A | 183.4309 | 2.2635 | TRUE
2000-07-08 | 190 | 5279.3333 | 0 | #N/A | 180.7729 | 2.2571 | TRUE
2000-07-09 | 191 | 5279.3333 | 0 | #N/A | 178.115 | 2.2507 | TRUE
2000-07-10 | 192 | 5279.3333 | 0 | #N/A | 175.457 | 2.2442 | TRUE
2000-07-11 | 193 | 5279.3333 | 0 | #N/A | 172.7991 | 2.2375 | TRUE
2000-07-12 | 194 | 5279.3333 | 0 | #N/A | 170.1412 | 2.2308 | TRUE
2000-07-13 | 195 | 5279.3333 | 0 | #N/A | 167.4832 | 2.224 | TRUE
2000-07-14 | 196 | 5279.3333 | 0 | 164.8253 | 164.8253 | 2.217 | TRUE
2000-07-15 | 197 | 5279.3333 | 0 | #N/A | 162.4616 | 2.2108 | TRUE
2000-07-16 | 198 | 5279.3333 | 0 | #N/A | 160.098 | 2.2044 | TRUE
2000-07-17 | 199 | 5279.3333 | 0 | #N/A | 157.7343 | 2.1979 | TRUE
2000-07-18 | 200 | 5279.3333 | 0 | #N/A | 155.3707 | 2.1914 | TRUE
2000-07-19 | 201 | 5279.3333 | 0 | #N/A | 153.007 | 2.1847 | TRUE
2000-07-20 | 202 | 5279.3333 | 0 | #N/A | 150.6433 | 2.1779 | TRUE
2000-07-21 | 203 | 5279.3333 | 0 | #N/A | 148.2797 | 2.1711 | TRUE
2000-07-22 | 204 | 5279.3333 | 0 | #N/A | 145.916 | 2.1641 | TRUE
2000-07-23 | 205 | 5279.3333 | 0 | #N/A | 143.5524 | 2.157 | TRUE
2000-07-24 | 206 | 5279.3333 | 0 | #N/A | 141.1887 | 2.1498 | TRUE
2000-07-25 | 207 | 5279.3333 | 0 | #N/A | 138.8251 | 2.1425 | TRUE
2000-07-26 | 208 | 5279.3333 | 0 | #N/A | 136.4614 | 2.135 | TRUE
2000-07-27 | 209 | 5279.3333 | 0 | #N/A | 134.0978 | 2.1274 | TRUE
2000-07-28 | 210 | 5279.3333 | 0 | #N/A | 131.7341 | 2.1197 | TRUE
2000-07-29 | 211 | 5279.3333 | 0 | #N/A | 129.3705 | 2.1118 | TRUE
2000-07-30 | 212 | 5279.3333 | 0 | #N/A | 127.0068 | 2.1038 | TRUE
2000-07-31 | 213 | 5279.3333 | 0 | #N/A | 124.6431 | 2.0957 | TRUE
2000-08-01 | 214 | 5279.3333 | 0 | #N/A | 122.2795 | 2.0874 | TRUE
2000-08-02 | 215 | 5279.3333 | 0 | #N/A | 119.9158 | 2.0789 | TRUE
2000-08-03 | 216 | 5279.3333 | 0 | #N/A | 117.5522 | 2.0702 | TRUE
2000-08-04 | 217 | 5279.3333 | 0 | #N/A | 115.1885 | 2.0614 | TRUE
2000-08-05 | 218 | 5279.3333 | 0 | #N/A | 112.8249 | 2.0524 | TRUE
2000-08-06 | 219 | 5279.3333 | 0 | #N/A | 110.4612 | 2.0432 | TRUE
2000-08-07 | 220 | 5279.3333 | 0 | #N/A | 108.0976 | 2.0338 | TRUE
2000-08-08 | 221 | 5279.3333 | 0 | #N/A | 105.7339 | 2.0242 | TRUE
2000-08-09 | 222 | 5279.3333 | 0 | #N/A | 103.3702 | 2.0144 | TRUE
2000-08-10 | 223 | 5279.3333 | 0 | #N/A | 101.0066 | 2.0043 | TRUE
2000-08-11 | 224 | 5279.3333 | 0 | #N/A | 98.6429 | 1.9941 | TRUE
2000-08-12 | 225 | 5279.3333 | 0 | #N/A | 96.2793 | 1.9835 | TRUE
2000-08-13 | 226 | 5279.3333 | 0 | #N/A | 93.9156 | 1.9727 | TRUE
2000-08-14 | 227 | 5279.3333 | 0 | 91.552 | 91.552 | 1.9617 | TRUE
2000-08-15 | 228 | 5279.3333 | 0 | #N/A | 90.1414 | 1.9549 | TRUE
2000-08-16 | 229 | 5279.3333 | 0 | #N/A | 88.7308 | 1.9481 | TRUE
2000-08-17 | 230 | 5279.3333 | 0 | #N/A | 87.3203 | 1.9411 | TRUE
2000-08-18 | 231 | 5279.3333 | 0 | #N/A | 85.9097 | 1.934 | TRUE
2000-08-19 | 232 | 5279.3333 | 0 | #N/A | 84.4991 | 1.9269 | TRUE
2000-08-20 | 233 | 5279.3333 | 0 | #N/A | 83.0886 | 1.9195 | TRUE
2000-08-21 | 234 | 5279.3333 | 0 | #N/A | 81.678 | 1.9121 | TRUE
2000-08-22 | 235 | 5279.3333 | 0 | #N/A | 80.2675 | 1.9045 | TRUE
2000-08-23 | 236 | 5279.3333 | 0 | #N/A | 78.8569 | 1.8968 | TRUE
2000-08-24 | 237 | 5279.3333 | 0 | #N/A | 77.4463 | 1.889 | TRUE
2000-08-25 | 238 | 5279.3333 | 0 | #N/A | 76.0358 | 1.881 | TRUE
2000-08-26 | 239 | 5279.3333 | 0 | #N/A | 74.6252 | 1.8729 | TRUE
2000-08-27 | 240 | 5279.3333 | 0 | #N/A | 73.2146 | 1.8646 | TRUE
2000-08-28 | 241 | 5279.3333 | 0 | #N/A | 71.8041 | 1.8561 | TRUE
2000-08-29 | 242 | 5279.3333 | 0 | #N/A | 70.3935 | 1.8475 | TRUE
2000-08-30 | 243 | 5279.3333 | 0 | #N/A | 68.9829 | 1.8387 | TRUE
2000-08-31 | 244 | 5279.3333 | 0 | #N/A | 67.5724 | 1.8298 | TRUE
2000-09-01 | 245 | 5279.3333 | 0 | #N/A | 66.1618 | 1.8206 | TRUE
2000-09-02 | 246 | 5279.3333 | 0 | #N/A | 64.7512 | 1.8112 | TRUE
2000-09-03 | 247 | 5279.3333 | 0 | #N/A | 63.3407 | 1.8017 | TRUE
2000-09-04 | 248 | 5279.3333 | 0 | #N/A | 61.9301 | 1.7919 | TRUE
2000-09-05 | 249 | 5279.3333 | 0 | #N/A | 60.5195 | 1.7819 | TRUE
2000-09-06 | 250 | 5279.3333 | 0 | #N/A | 59.109 | 1.7717 | TRUE
2000-09-07 | 251 | 5279.3333 | 0 | #N/A | 57.6984 | 1.7612 | TRUE
2000-09-08 | 252 | 5279.3333 | 0 | #N/A | 56.2878 | 1.7504 | TRUE
2000-09-09 | 253 | 5279.3333 | 0 | #N/A | 54.8773 | 1.7394 | TRUE
2000-09-10 | 254 | 5279.3333 | 0 | #N/A | 53.4667 | 1.7281 | TRUE
2000-09-11 | 255 | 5279.3333 | 0 | #N/A | 52.0562 | 1.7165 | TRUE
2000-09-12 | 256 | 5279.3333 | 0 | #N/A | 50.6456 | 1.7045 | TRUE
2000-09-13 | 257 | 5279.3333 | 0 | #N/A | 49.235 | 1.6923 | TRUE
2000-09-14 | 258 | 5279.3333 | 0 | 47.8245 | 47.8245 | 1.6797 | TRUE
2000-09-15 | 259 | 5279.3333 | 0 | #N/A | 47.2925 | 1.6748 | TRUE
2000-09-16 | 260 | 5279.3333 | 0 | #N/A | 46.7606 | 1.6699 | TRUE
2000-09-17 | 261 | 5279.3333 | 0 | #N/A | 46.2287 | 1.6649 | TRUE
2000-09-18 | 262 | 5279.3333 | 0 | #N/A | 45.6967 | 1.6599 | TRUE
2000-09-19 | 263 | 5279.3333 | 0 | #N/A | 45.1648 | 1.6548 | TRUE
2000-09-20 | 264 | 5279.3333 | 0 | #N/A | 44.6329 | 1.6497 | TRUE
2000-09-21 | 265 | 5279.3333 | 0 | #N/A | 44.1009 | 1.6444 | TRUE
2000-09-22 | 266 | 5279.3333 | 0 | #N/A | 43.569 | 1.6392 | TRUE
2000-09-23 | 267 | 5279.3333 | 0 | #N/A | 43.0371 | 1.6338 | TRUE
2000-09-24 | 268 | 5279.3333 | 0 | #N/A | 42.5051 | 1.6284 | TRUE
2000-09-25 | 269 | 5279.3333 | 0 | #N/A | 41.9732 | 1.623 | TRUE
2000-09-26 | 270 | 5279.3333 | 0 | #N/A | 41.4413 | 1.6174 | TRUE
2000-09-27 | 271 | 5279.3333 | 0 | #N/A | 40.9093 | 1.6118 | TRUE
2000-09-28 | 272 | 5279.3333 | 0 | #N/A | 40.3774 | 1.6061 | TRUE
2000-09-29 | 273 | 5279.3333 | 0 | #N/A | 39.8455 | 1.6004 | TRUE
2000-09-30 | 274 | 5279.3333 | 0 | #N/A | 39.3136 | 1.5945 | TRUE
2000-10-01 | 275 | 5279.3333 | 0 | #N/A | 38.7816 | 1.5886 | TRUE
2000-10-02 | 276 | 5279.3333 | 0 | #N/A | 38.2497 | 1.5826 | TRUE
2000-10-03 | 277 | 5279.3333 | 0 | #N/A | 37.7178 | 1.5765 | TRUE
2000-10-04 | 278 | 5279.3333 | 0 | #N/A | 37.1858 | 1.5704 | TRUE
2000-10-05 | 279 | 5279.3333 | 0 | #N/A | 36.6539 | 1.5641 | TRUE
2000-10-06 | 280 | 5279.3333 | 0 | #N/A | 36.122 | 1.5578 | TRUE
2000-10-07 | 281 | 5279.3333 | 0 | #N/A | 35.59 | 1.5513 | TRUE
2000-10-08 | 282 | 5279.3333 | 0 | #N/A | 35.0581 | 1.5448 | TRUE
2000-10-09 | 283 | 5279.3333 | 0 | #N/A | 34.5262 | 1.5381 | TRUE
2000-10-10 | 284 | 5279.3333 | 0 | #N/A | 33.9942 | 1.5314 | TRUE
2000-10-11 | 285 | 5279.3333 | 0 | #N/A | 33.4623 | 1.5246 | TRUE
2000-10-12 | 286 | 5279.3333 | 0 | #N/A | 32.9304 | 1.5176 | TRUE
2000-10-13 | 287 | 5279.3333 | 0 | #N/A | 32.3984 | 1.5105 | TRUE
2000-10-14 | 288 | 5279.3333 | 0 | 31.8665 | 31.8665 | 1.5033 | TRUE
2000-10-15 | 289 | 5279.3333 | 0 | #N/A | 31.697 | 1.501 | TRUE
2000-10-16 | 290 | 5279.3333 | 0 | #N/A | 31.5274 | 1.4987 | TRUE
2000-10-17 | 291 | 5279.3333 | 0 | #N/A | 31.3579 | 1.4963 | TRUE
2000-10-18 | 292 | 5279.3333 | 0 | #N/A | 31.1883 | 1.494 | TRUE
2000-10-19 | 293 | 5279.3333 | 0 | #N/A | 31.0188 | 1.4916 | TRUE
2000-10-20 | 294 | 5279.3333 | 0 | #N/A | 30.8493 | 1.4892 | TRUE
2000-10-21 | 295 | 5279.3333 | 0 | #N/A | 30.6797 | 1.4869 | TRUE
2000-10-22 | 296 | 5279.3333 | 0 | #N/A | 30.5102 | 1.4844 | TRUE
2000-10-23 | 297 | 5279.3333 | 0 | #N/A | 30.3406 | 1.482 | TRUE
2000-10-24 | 298 | 5279.3333 | 0 | #N/A | 30.1711 | 1.4796 | TRUE
2000-10-25 | 299 | 5279.3333 | 0 | #N/A | 30.0016 | 1.4771 | TRUE
2000-10-26 | 300 | 5279.3333 | 0 | #N/A | 29.832 | 1.4747 | TRUE
2000-10-27 | 301 | 5279.3333 | 0 | #N/A | 29.6625 | 1.4722 | TRUE
2000-10-28 | 302 | 5279.3333 | 0 | #N/A | 29.4929 | 1.4697 | TRUE
2000-10-29 | 303 | 5279.3333 | 0 | #N/A | 29.3234 | 1.4672 | TRUE
2000-10-30 | 304 | 5279.3333 | 0 | #N/A | 29.1539 | 1.4647 | TRUE
2000-10-31 | 305 | 5279.3333 | 0 | #N/A | 28.9843 | 1.4622 | TRUE
2000-11-01 | 306 | 5279.3333 | 0 | #N/A | 28.8148 | 1.4596 | TRUE
2000-11-02 | 307 | 5279.3333 | 0 | #N/A | 28.6452 | 1.4571 | TRUE
2000-11-03 | 308 | 5279.3333 | 0 | #N/A | 28.4757 | 1.4545 | TRUE
2000-11-04 | 309 | 5279.3333 | 0 | #N/A | 28.3062 | 1.4519 | TRUE
2000-11-05 | 310 | 5279.3333 | 0 | #N/A | 28.1366 | 1.4493 | TRUE
2000-11-06 | 311 | 5279.3333 | 0 | #N/A | 27.9671 | 1.4466 | TRUE
2000-11-07 | 312 | 5279.3333 | 0 | #N/A | 27.7975 | 1.444 | TRUE
2000-11-08 | 313 | 5279.3333 | 0 | #N/A | 27.628 | 1.4413 | TRUE
2000-11-09 | 314 | 5279.3333 | 0 | #N/A | 27.4585 | 1.4387 | TRUE
2000-11-10 | 315 | 5279.3333 | 0 | #N/A | 27.2889 | 1.436 | TRUE
2000-11-11 | 316 | 5279.3333 | 0 | #N/A | 27.1194 | 1.4333 | TRUE
2000-11-12 | 317 | 5279.3333 | 0 | #N/A | 26.9498 | 1.4306 | TRUE
2000-11-13 | 318 | 5279.3333 | 0 | #N/A | 26.7803 | 1.4278 | TRUE
2000-11-14 | 319 | 5279.3333 | 0 | 26.6108 | 26.6108 | 1.4251 | TRUE
2000-11-15 | 320 | 5279.3333 | 0 | #N/A | 26.5424 | 1.4239 | TRUE
2000-11-16 | 321 | 5279.3333 | 0 | #N/A | 26.4741 | 1.4228 | TRUE
2000-11-17 | 322 | 5279.3333 | 0 | #N/A | 26.4057 | 1.4217 | TRUE
2000-11-18 | 323 | 5279.3333 | 0 | #N/A | 26.3374 | 1.4206 | TRUE
2000-11-19 | 324 | 5279.3333 | 0 | #N/A | 26.269 | 1.4194 | TRUE
2000-11-20 | 325 | 5279.3333 | 0 | #N/A | 26.2007 | 1.4183 | TRUE
2000-11-21 | 326 | 5279.3333 | 0 | #N/A | 26.1323 | 1.4172 | TRUE
2000-11-22 | 327 | 5279.3333 | 0 | #N/A | 26.064 | 1.416 | TRUE
2000-11-23 | 328 | 5279.3333 | 0 | #N/A | 25.9956 | 1.4149 | TRUE
2000-11-24 | 329 | 5279.3333 | 0 | #N/A | 25.9273 | 1.4138 | TRUE
2000-11-25 | 330 | 5279.3333 | 0 | #N/A | 25.8589 | 1.4126 | TRUE
2000-11-26 | 331 | 5279.3333 | 0 | #N/A | 25.7906 | 1.4115 | TRUE
2000-11-27 | 332 | 5279.3333 | 0 | #N/A | 25.7222 | 1.4103 | TRUE
2000-11-28 | 333 | 5279.3333 | 0 | #N/A | 25.6539 | 1.4092 | TRUE
2000-11-29 | 334 | 5279.3333 | 0 | #N/A | 25.5855 | 1.408 | TRUE
2000-11-30 | 335 | 5279.3333 | 0 | #N/A | 25.5172 | 1.4068 | TRUE
2000-12-01 | 336 | 5279.3333 | 0 | #N/A | 25.4488 | 1.4057 | TRUE
2000-12-02 | 337 | 5279.3333 | 0 | #N/A | 25.3805 | 1.4045 | TRUE
2000-12-03 | 338 | 5279.3333 | 0 | #N/A | 25.3121 | 1.4033 | TRUE
2000-12-04 | 339 | 5279.3333 | 0 | #N/A | 25.2438 | 1.4022 | TRUE
2000-12-05 | 340 | 5279.3333 | 0 | #N/A | 25.1754 | 1.401 | TRUE
2000-12-06 | 341 | 5279.3333 | 0 | #N/A | 25.1071 | 1.3998 | TRUE
2000-12-07 | 342 | 5279.3333 | 0 | #N/A | 25.0387 | 1.3986 | TRUE
2000-12-08 | 343 | 5279.3333 | 0 | #N/A | 24.9704 | 1.3974 | TRUE
2000-12-09 | 344 | 5279.3333 | 0 | #N/A | 24.902 | 1.3962 | TRUE
2000-12-10 | 345 | 5279.3333 | 0 | #N/A | 24.8337 | 1.395 | TRUE
2000-12-11 | 346 | 5279.3333 | 0 | #N/A | 24.7653 | 1.3938 | TRUE
2000-12-12 | 347 | 5279.3333 | 0 | #N/A | 24.697 | 1.3926 | TRUE
2000-12-13 | 348 | 5279.3333 | 0 | #N/A | 24.6286 | 1.3914 | TRUE
2000-12-14 | 349 | 5279.3333 | 0 | 24.5603 | 24.5603 | 1.3902 | TRUE
2000-12-15 | 350 | 5279.3333 | 0 | #N/A | 24.5461 | 1.39 | TRUE
2000-12-16 | 351 | 5279.3333 | 0 | #N/A | 24.5319 | 1.3897 | TRUE
2000-12-17 | 352 | 5279.3333 | 0 | #N/A | 24.5177 | 1.3895 | TRUE
2000-12-18 | 353 | 5279.3333 | 0 | #N/A | 24.5035 | 1.3892 | TRUE
2000-12-19 | 354 | 5279.3333 | 0 | #N/A | 24.4893 | 1.389 | TRUE
2000-12-20 | 355 | 5279.3333 | 0 | #N/A | 24.4751 | 1.3887 | TRUE
2000-12-21 | 356 | 5279.3333 | 0 | #N/A | 24.4609 | 1.3885 | TRUE
2000-12-22 | 357 | 5279.3333 | 0 | #N/A | 24.4467 | 1.3882 | TRUE
2000-12-23 | 358 | 5279.3333 | 0 | #N/A | 24.4325 | 1.388 | TRUE
2000-12-24 | 359 | 5279.3333 | 0 | #N/A | 24.4183 | 1.3877 | TRUE
2000-12-25 | 360 | 5279.3333 | 0 | #N/A | 24.4041 | 1.3875 | TRUE
2000-12-26 | 361 | 5279.3333 | 0 | #N/A | 24.3899 | 1.3872 | TRUE
2000-12-27 | 362 | 5279.3333 | 0 | #N/A | 24.3757 | 1.387 | TRUE
2000-12-28 | 363 | 5279.3333 | 0 | #N/A | 24.3615 | 1.3867 | TRUE
2000-12-29 | 364 | 5279.3333 | 0 | #N/A | 24.3473 | 1.3865 | TRUE
2000-12-30 | 365 | 5279.3333 | 0 | 24.3331 | 24.3331 | 1.3862 | TRUE
365

## Daily data
Day of year | mean discharge (cfs) | Std dev (discharge, cfs) | normal discharge distribution, cfs | Front Range mean discharge (cfs) | Front Range Std dev (discharge, cfs) | MTS mean discharge (cfs) | MTS Std dev (discharge, cfs) | user input mean | user input std dev
1 | 46.9 | 20 | 47.4152 | 46.9 | 20 | 7.3091 | 2.6887
2 | 46.2455 | 47.0772 | 60.0956 | 46.2455 | 47.0772 | 7.1818 | 2.7022
3 | 45.7649 | 46.9599 | 59.718 | 45.7649 | 46.9599 | 7.0727 | 2.7684
4 | 46.3604 | 48.2885 | 60.9741 | 46.3604 | 48.2885 | 7.0364 | 2.7915
5 | 46.1463 | 48.609 | 61.0571 | 46.1463 | 48.609 | 6.9636 | 2.8504
6 | 46.3052 | 46.6922 | 59.8781 | 46.3052 | 46.6922 | 6.9091 | 2.9043
7 | 46.4687 | 48.6138 | 61.2588 | 46.4687 | 48.6138 | 6.8818 | 2.9454
8 | 47.1754 | 48.0371 | 61.3127 | 47.1754 | 48.0371 | 6.8364 | 2.9911
9 | 45.2701 | 44.4653 | 57.7629 | 45.2701 | 44.4653 | 6.8 | 3.0568
10 | 45.1037 | 43.8277 | 57.242 | 45.1037 | 43.8277 | 6.7091 | 3.1011
11 | 45.7366 | 44.8587 | 58.3158 | 45.7366 | 44.8587 | 6.6818 | 3.1266
12 | 46.0769 | 48.008 | 60.611 | 46.0769 | 48.008 | 6.7 | 3.1635
13 | 47.0134 | 48.6529 | 61.6217 | 47.0134 | 48.6529 | 6.6909 | 3.1735
14 | 46.453 | 44.181 | 58.3358 | 46.453 | 44.181 | 6.7364 | 3.1898
15 | 45.044 | 43.5628 | 57.0321 | 45.044 | 43.5628 | 6.7364 | 3.1898
16 | 45.6888 | 47.1812 | 59.8182 | 45.6888 | 47.1812 | 6.7364 | 3.1898
17 | 45.5948 | 46.7079 | 59.4446 | 45.5948 | 46.7079 | 6.7364 | 3.1898
18 | 45.5918 | 45.2171 | 58.4583 | 45.5918 | 45.2171 | 6.6909 | 3.197
19 | 46.4724 | 44.3395 | 58.4502 | 46.4724 | 44.3395 | 6.6909 | 3.197
20 | 45.7761 | 42.6632 | 56.9273 | 45.7761 | 42.6632 | 6.6909 | 3.197
21 | 46.5955 | 43.7683 | 58.1637 | 46.5955 | 43.7683 | 6.6909 | 3.197
22 | 46.8858 | 45.2836 | 59.3249 | 46.8858 | 45.2836 | 6.6909 | 3.197
23 | 46.5149 | 45.7865 | 59.4155 | 46.5149 | 45.7865 | 6.6909 | 3.197
24 | 45.7284 | 45.7673 | 58.9059 | 45.7284 | 45.7673 | 6.6909 | 3.197
25 | 45.2948 | 45.1444 | 58.2231 | 45.2948 | 45.1444 | 6.6909 | 3.197
26 | 44.2388 | 44.0168 | 56.8164 | 44.2388 | 44.0168 | 6.6909 | 3.197
27 | 44.8746 | 46.8026 | 59.0612 | 44.8746 | 46.8026 | 6.6909 | 3.197
28 | 45.1209 | 46.9145 | 59.2883 | 45.1209 | 46.9145 | 6.6909 | 3.197
29 | 44.9351 | 45.9081 | 58.5021 | 44.9351 | 45.9081 | 6.6909 | 3.197
30 | 44.0239 | 45.2421 | 57.4919 | 44.0239 | 45.2421 | 6.6909 | 3.197
31 | 44.2082 | 45.0915 | 57.5066 | 44.2082 | 45.0915 | 6.6909 | 3.197
32 | 44.0739 | 44.5918 | 57.0916 | 44.0739 | 44.5918 | 6.6909 | 3.197
33 | 43.8276 | 44.2004 | 56.6785 | 43.8276 | 44.2004 | 6.6 | 3.1499
34 | 45.8 | 49.519 | 61.4606 | 45.8 | 49.519 | 6.4182 | 2.9158
35 | 45.5657 | 47.7914 | 60.1504 | 45.5657 | 47.7914 | 6.2455 | 2.9531
36 | 45.941 | 49.5301 | 61.5539 | 45.941 | 49.5301 | 6.3091 | 3.1504
37 | 45.8672 | 50.3813 | 62.0887 | 45.8672 | 50.3813 | 6.5182 | 3.1562
38 | 45.5679 | 50.3088 | 61.8588 | 45.5679 | 50.3088 | 6.6727 | 3.2019
39 | 45.694 | 50.2724 | 61.9099 | 45.694 | 50.2724 | 6.6909 | 3.197
40 | 45.8478 | 50.8834 | 62.4207 | 45.8478 | 50.8834 | 6.6909 | 3.197
41 | 45.7627 | 49.7337 | 61.584 | 45.7627 | 49.7337 | 6.6909 | 3.197
42 | 44.7201 | 47.0131 | 59.1072 | 44.7201 | 47.0131 | 6.6909 | 3.197
43 | 44.5463 | 46.4386 | 58.6146 | 44.5463 | 46.4386 | 6.6909 | 3.197
44 | 46.0933 | 48.4748 | 60.9343 | 46.0933 | 48.4748 | 6.7818 | 3.3126
45 | 46.559 | 51.0801 | 62.9835 | 46.559 | 51.0801 | 6.9091 | 3.4428
46 | 46.9157 | 52.7612 | 64.3506 | 46.9157 | 52.7612 | 6.6333 | 3.6886
47 | 46.7716 | 51.8146 | 63.614 | 46.7716 | 51.8146 | 6.7167 | 3.6276
48 | 48.1485 | 56.8453 | 67.9147 | 48.1485 | 56.8453 | 6.7917 | 3.6094
49 | 47.2843 | 55.8627 | 66.7221 | 47.2843 | 55.8627 | 6.8583 | 3.5837
50 | 46.497 | 50.8112 | 62.7626 | 46.497 | 50.8112 | 6.9167 | 3.5514
51 | 47.5769 | 52.1287 | 64.314 | 47.5769 | 52.1287 | 7.0083 | 3.499
52 | 47.9806 | 54.4529 | 66.1521 | 47.9806 | 54.4529 | 7.05 | 3.5109
53 | 48.7127 | 56.2533 | 67.8334 | 48.7127 | 56.2533 | 7.1083 | 3.4789
54 | 48.8082 | 55.7071 | 67.5111 | 48.8082 | 55.7071 | 7.1333 | 3.4463
55 | 49.8067 | 58.8906 | 70.315 | 49.8067 | 58.8906 | 7.175 | 3.4433
56 | 49.8746 | 62.5873 | 72.9638 | 49.8746 | 62.5873 | 7.2083 | 3.4323
57 | 48.7224 | 57.8687 | 68.9664 | 48.7224 | 57.8687 | 7.2917 | 3.3797
58 | 48.1313 | 56.901 | 67.9437 | 48.1313 | 56.901 | 7.3417 | 3.38
59 | 47.9224 | 54.4318 | 66.103 | 47.9224 | 54.4318 | 7.3667 | 3.3819
60 | 47.55 | 54.1619 | 65.6951 | 47.55 | 54.1619 | 7.0615 | 3.4182
61 | 47.0246 | 53.6887 | 65.0559 | 47.0246 | 53.6887 | 7.2462 | 3.5331
62 | 48.0127 | 52.6905 | 64.9606 | 48.0127 | 52.6905 | 7.4462 | 3.5312
63 | 48.6478 | 52.4898 | 65.2086 | 48.6478 | 52.4898 | 7.4692 | 3.3413
64 | 51.3522 | 55.8669 | 69.1459 | 51.3522 | 55.8669 | 7.7154 | 3.1738
65 | 52.494 | 59.6562 | 72.4309 | 52.494 | 59.6562 | 7.7077 | 3.1489
66 | 51.5709 | 60.0376 | 72.15 | 51.5709 | 60.0376 | 7.7231 | 3.1652
67 | 51.7351 | 63.6325 | 74.7703 | 51.7351 | 63.6325 | 7.6077 | 3.2418
68 | 51.6701 | 58.1605 | 70.9081 | 51.6701 | 58.1605 | 7.5692 | 3.3041
69 | 51.5112 | 59.4156 | 71.6821 | 51.5112 | 59.4156 | 7.6769 | 3.226
70 | 51.5761 | 60.9101 | 72.7621 | 51.5761 | 60.9101 | 8.0154 | 2.9763
71 | 51.1396 | 60.4147 | 72.1603 | 51.1396 | 60.4147 | 8.3154 | 2.9524
72 | 50.1866 | 59.7711 | 71.1534 | 50.1866 | 59.7711 | 8.6692 | 3.0587
73 | 50.6015 | 64.9147 | 75.0371 | 50.6015 | 64.9147 | 9.0538 | 3.3118
74 | 54.3866 | 74.1794 | 83.8282 | 54.3866 | 74.1794 | 9.2462 | 3.1887
75 | 56.3358 | 78.2363 | 87.8492 | 56.3358 | 78.2363 | 9.4231 | 3.187
76 | 55.444 | 74.7401 | 84.8191 | 55.444 | 74.7401 | 9.2846 | 2.9103
77 | 54.453 | 71.2896 | 81.7772 | 54.453 | 71.2896 | 9.0615 | 2.8594
78 | 52.9649 | 69.0783 | 79.3532 | 52.9649 | 69.0783 | 9.0923 | 2.8374
79 | 53.5104 | 67.1827 | 78.3062 | 53.5104 | 67.1827 | 9.1462 | 2.9333
80 | 53.8269 | 65.7543 | 77.4745 | 53.8269 | 65.7543 | 9.2077 | 2.884
81 | 53.6552 | 69.0506 | 79.7218 | 53.6552 | 69.0506 | 9.3308 | 2.7421
82 | 53.2082 | 65.4695 | 76.9172 | 53.2082 | 65.4695 | 9.2231 | 2.6852
83 | 54.5007 | 63.824 | 76.5108 | 54.5007 | 63.824 | 9.2846 | 2.7826
84 | 55.5254 | 67.1487 | 79.4391 | 55.5254 | 67.1487 | 9.2462 | 2.7458
85 | 56.2112 | 69.5942 | 81.5627 | 56.2112 | 69.5942 | 9.3 | 2.6851
86 | 54.4881 | 66.8268 | 78.6134 | 54.4881 | 66.8268 | 9.4308 | 2.6155
87 | 53.1582 | 62.4485 | 74.7634 | 53.1582 | 62.4485 | 9.5308 | 2.6656
88 | 53.8909 | 64.8532 | 76.8762 | 53.8909 | 64.8532 | 9.5714 | 2.6161
89 | 53.4363 | 64.7836 | 76.564 | 53.4363 | 64.7836 | 10.05 | 3.1461
90 | 54.0156 | 64.9262 | 76.9999 | 54.0156 | 64.9262 | 10.8357 | 4.755
91 | 56.4111 | 68.2765 | 80.7462 | 56.4111 | 68.2765 | 11.1571 | 4.9359
92 | 58.3607 | 71.336 | 84.0307 | 58.3607 | 71.336 | 10.85 | 4.6576
93 | 61.4074 | 77.7928 | 90.3579 | 61.4074 | 77.7928 | 10.5357 | 4.3442
94 | 65.483 | 85.6959 | 98.3174 | 65.483 | 85.6959 | 10.6214 | 4.2378
95 | 66.437 | 87.7692 | 100.3435 | 66.437 | 87.7692 | 10.6 | 4.2818
96 | 65.1948 | 86.6223 | 98.8237 | 65.1948 | 86.6223 | 11.3429 | 5.0631
97 | 65.5548 | 87.6856 | 99.7918 | 65.5548 | 87.6856 | 11.5571 | 5.034
98 | 66.9156 | 90.532 | 102.6058 | 66.9156 | 90.532 | 12.1357 | 4.6969
99 | 70.2956 | 96.6164 | 108.8855 | 70.2956 | 96.6164 | 12.9214 | 5.6713
100 | 72.3904 | 97.8618 | 110.9448 | 72.3904 | 97.8618 | 13.4786 | 6.1637
101 | 75.077 | 108.0937 | 119.8746 | 75.077 | 108.0937 | 15.5357 | 8.8502
102 | 79.2304 | 125.2439 | 134.7696 | 79.2304 | 125.2439 | 17.3286 | 11.4906
103 | 81.3622 | 127.5924 | 137.635 | 81.3622 | 127.5924 | 17.9357 | 11.6254
104 | 81.3422 | 117.6288 | 130.2559 | 81.3422 | 117.6288 | 18.1357 | 10.1054
105 | 77.5074 | 102.9706 | 117.4794 | 77.5074 | 102.9706 | 19.2857 | 11.7485
106 | 75.2304 | 93.2199 | 109.2152 | 75.2304 | 93.2199 | 18.8214 | 10.741
107 | 77.1778 | 96.2837 | 112.5043 | 77.1778 | 96.2837 | 18.8786 | 9.3343
108 | 80.0356 | 94.4668 | 112.8746 | 80.0356 | 94.4668 | 20.7286 | 9.0813
109 | 83.3037 | 105.3142 | 122.4221 | 83.3037 | 105.3142 | 24.3214 | 10.8939
110 | 87.663 | 125.0938 | 139.1488 | 87.663 | 125.0938 | 29.0357 | 14.7367
111 | 98.1511 | 146.908 | 160.8345 | 98.1511 | 146.908 | 35.1071 | 23.5112
112 | 109.917 | 183.707 | 194.4168 | 109.917 | 183.707 | 38.75 | 32.6454
113 | 120.0133 | 247.1095 | 247.6607 | 120.0133 | 247.1095 | 45.75 | 49.7713
114 | 131.1704 | 283.1853 | 280.7669 | 131.1704 | 283.1853 | 58.0357 | 75.227
115 | 142.4126 | 298.7867 | 298.1547 | 142.4126 | 298.7867 | 66.6429 | 78.5529
116 | 151.8607 | 337.8752 | 332.7878 | 151.8607 | 337.8752 | 71.5 | 75.6477
117 | 155.503 | 359.2417 | 351.0282 | 155.503 | 359.2417 | 66.9286 | 66.0215
118 | 154.1385 | 357.4041 | 348.9663 | 154.1385 | 357.4041 | 58.5714 | 52.2077
119 | 158.2415 | 348.7933 | 344.2387 | 158.2415 | 348.7933 | 55.2 | 47.8643
120 | 189.757 | 464.7778 | 448.8377 | 189.757 | 464.7778 | 54.7714 | 48.0377
121 | 186.9363 | 417.2268 | 410.666 | 186.9363 | 417.2268 | 53.1286 | 44.2835
122 | 177.9489 | 380.8927 | 378.3649 | 177.9489 | 380.8927 | 51.7 | 42.5824
123 | 196.083 | 456.7745 | 445.5647 | 196.083 | 456.7745 | 49.9857 | 37.3928
124 | 201.7422 | 488.4708 | 472.7869 | 201.7422 | 488.4708 | 51.6 | 33.9904
125 | 200.8533 | 453.8306 | 445.5232 | 200.8533 | 453.8306 | 56.65 | 39.1275
126 | 195.2526 | 408.9477 | 408.2426 | 195.2526 | 408.9477 | 58.7286 | 45.5391
127 | 196.0881 | 396.8488 | 399.3539 | 196.0881 | 396.8488 | 61.0357 | 46.0453
128 | 200.7578 | 394.1321 | 399.5461 | 200.7578 | 394.1321 | 61.1143 | 46.1695
129 | 203.8719 | 374.3374 | 385.9922 | 203.8719 | 374.3374 | 70.3071 | 61.0779
130 | 211.5581 | 375.9134 | 391.0372 | 211.5581 | 375.9134 | 77.4643 | 68.3629
131 | 205.2948 | 347.1873 | 366.1793 | 205.2948 | 347.1873 | 79.3571 | 71.629
132 | 203.0537 | 342.9686 | 361.8594 | 203.0537 | 342.9686 | 75.7429 | 66.1976
133 | 210.5604 | 369.213 | 385.4661 | 210.5604 | 369.213 | 74.0143 | 58.2171
134 | 230.6052 | 444.0202 | 452.2934 | 230.6052 | 444.0202 | 67.6286 | 47.8433
135 | 241.8741 | 472.2119 | 479.3564 | 241.8741 | 472.2119 | 62.5286 | 41.6366
136 | 256.3415 | 471.7435 | 486.1422 | 256.3415 | 471.7435 | 61.5714 | 37.7251
137 | 271.3259 | 480.8203 | 500.5312 | 271.3259 | 480.8203 | 63 | 33.8617
138 | 275.4896 | 497.3518 | 515.1457 | 275.4896 | 497.3518 | 64.1429 | 26.5818
139 | 290.4867 | 488.213 | 515.8417 | 290.4867 | 488.213 | 75.8571 | 39.5433
140 | 301.9099 | 483.8916 | 518.502 | 301.9099 | 483.8916 | 79.7857 | 48.1635
141 | 313.6813 | 468.6759 | 513.4 | 313.6813 | 468.6759 | 82.7143 | 51.1761
142 | 328.363 | 462.8595 | 517.0387 | 328.363 | 462.8595 | 89.2857 | 56.6602
143 | 342.5378 | 467.7794 | 528.3895 | 342.5378 | 467.7794 | 98.1429 | 60.3768
144 | 346.4156 | 477.893 | 537.8723 | 346.4156 | 477.893 | 108.0714 | 67.0264
145 | 339.64 | 490.5319 | 543.4208 | 339.64 | 490.5319 | 116.9286 | 75.5294
146 | 351.0963 | 513.4794 | 566.4554 | 351.0963 | 513.4794 | 115.5714 | 75.1089
147 | 371.8119 | 559.1918 | 611.2481 | 371.8119 | 559.1918 | 118 | 79.019
148 | 370.0793 | 530.4708 | 589.1715 | 370.0793 | 530.4708 | 124.7143 | 84.07
149 | 383.483 | 517.6528 | 587.1697 | 383.483 | 517.6528 | 124 | 82.0825
150 | 413.1 | 611.332 | 671.774 | 413.1 | 611.332 | 125.9286 | 80.0994
151 | 413.3407 | 605.0917 | 667.3065 | 413.3407 | 605.0917 | 117.7857 | 70.3455
152 | 418.9756 | 604.3388 | 669.788 | 418.9756 | 604.3388 | 114.8571 | 65.573
153 | 423.2689 | 578.34 | 653.1496 | 423.2689 | 578.34 | 117 | 74.7992
154 | 442.1933 | 598.1592 | 677.9729 | 442.1933 | 598.1592 | 119.4286 | 88.5218
155 | 457.763 | 589.6111 | 680.5107 | 457.763 | 589.6111 | 116.0714 | 67.2669
156 | 472.5481 | 599.1296 | 695.6811 | 472.5481 | 599.1296 | 119.3571 | 67.2614
157 | 479.3637 | 607.5045 | 705.525 | 479.3637 | 607.5045 | 118.2143 | 75.6512
158 | 506.9881 | 643.3538 | 746.7822 | 506.9881 | 643.3538 | 125.3571 | 80.5697
159 | 526.0444 | 676.4857 | 781.249 | 526.0444 | 676.4857 | 123.3571 | 69.9072
160 | 555.12 | 692.7954 | 809.3929 | 555.12 | 692.7954 | 125.6429 | 70.9784
161 | 557.9178 | 694.3588 | 812.1025 | 557.9178 | 694.3588 | 138.2143 | 83.9718
162 | 538.2674 | 673.0448 | 785.7319 | 538.2674 | 673.0448 | 150.1429 | 104.6524
163 | 543.4437 | 680.771 | 794.1796 | 543.4437 | 680.771 | 162.7857 | 126.7148
164 | 539.8104 | 723.8052 | 823.0066 | 539.8104 | 723.8052 | 172.7857 | 143.5394
165 | 527.0222 | 723.4127 | 815.6546 | 527.0222 | 723.4127 | 166.6429 | 138.9519
166 | 519.5978 | 684.0616 | 783.0679 | 519.5978 | 684.0616 | 156.2143 | 128.1983
167 | 531.4252 | 668.2694 | 778.4334 | 531.4252 | 668.2694 | 143.5 | 116.7
168 | 534.5341 | 677.493 | 786.7746 | 534.5341 | 677.493 | 135.3571 | 102.2009
169 | 553.1259 | 690.8561 | 806.8758 | 553.1259 | 690.8561 | 130.2143 | 100.1708
170 | 556.4667 | 715.4224 | 826.2971 | 556.4667 | 715.4224 | 133.8571 | 109.2934
171 | 558.8593 | 728.5778 | 837.0788 | 558.8593 | 728.5778 | 139.0714 | 133.7543
172 | 544.9793 | 716.066 | 820.3037 | 544.9793 | 716.066 | 146.4286 | 153.5782
173 | 525.4148 | 699.2909 | 797.2934 | 525.4148 | 699.2909 | 149.4286 | 158.9561
174 | 509.1481 | 650.5017 | 753.1112 | 509.1481 | 650.5017 | 148.75 | 160.795
175 | 485.9556 | 618.4021 | 717.0423 | 485.9556 | 618.4021 | 148.6429 | 163.9187
176 | 464.0519 | 574.6536 | 673.4252 | 464.0519 | 574.6536 | 151.7429 | 169.7976
177 | 455.4074 | 569.9812 | 665.1643 | 455.4074 | 569.9812 | 149.8643 | 167.1408
178 | 436.7926 | 545.8658 | 637.3945 | 436.7926 | 545.8658 | 146.7786 | 157.7836
179 | 429.2074 | 554.4526 | 639.2222 | 429.2074 | 554.4526 | 152.4714 | 177.6353
180 | 424.4644 | 555.2777 | 637.1493 | 424.4644 | 555.2777 | 137.9571 | 162.2701
181 | 411.4859 | 548.1678 | 624.7784 | 411.4859 | 548.1678 | 129.0571 | 145.2882
182 | 394.7926 | 539.5037 | 609.2604 | 394.7926 | 539.5037 | 121.6143 | 135.4555
183 | 388.0948 | 519.6124 | 591.1448 | 388.0948 | 519.6124 | 113.5286 | 124.5369
184 | 385.0222 | 499.5351 | 574.9668 | 385.0222 | 499.5351 | 113.1357 | 124.0172
185 | 375.3889 | 508.2083 | 575.8495 | 375.3889 | 508.2083 | 109.4429 | 126.9147
186 | 352.0815 | 457.473 | 526.2603 | 352.0815 | 457.473 | 99.1929 | 113.3753
187 | 318.8222 | 382.2926 | 453.8321 | 318.8222 | 382.2926 | 91.45 | 100.1585
188 | 301.0667 | 348.5868 | 419.8778 | 301.0667 | 348.5868 | 83.5714 | 90.9012
189 | 296.4741 | 338.24 | 409.9832 | 296.4741 | 338.24 | 81.8286 | 92.1125
190 | 310.3556 | 355.3564 | 430.0655 | 310.3556 | 355.3564 | 81.0357 | 95.196
191 | 300.6444 | 355.1979 | 424.2416 | 300.6444 | 355.1979 | 87.85 | 105.6943
192 | 297.8933 | 351.481 | 420.033 | 297.8933 | 351.481 | 85.2071 | 110.5255
193 | 292.0815 | 329.5071 | 401.3377 | 292.0815 | 329.5071 | 78.4714 | 99.2419
194 | 280.0519 | 305.7615 | 377.832 | 280.0519 | 305.7615 | 72.3571 | 82.1795
195 | 268.9259 | 289.4244 | 359.9726 | 268.9259 | 289.4244 | 71.7714 | 74.9625
196 | 257.9333 | 268.6525 | 339.2329 | 257.9333 | 268.6525 | 70.8286 | 73.1185
197 | 235.7926 | 241.2742 | 307.2338 | 235.7926 | 241.2742 | 69.6857 | 71.563
198 | 215.4667 | 206.5377 | 271.6193 | 215.4667 | 206.5377 | 64.6 | 66.8936
199 | 211.437 | 208.0194 | 270.008 | 211.437 | 208.0194 | 60.4786 | 61.6668
200 | 202.2 | 197.6486 | 257.3757 | 202.2 | 197.6486 | 56.7857 | 57.2099
201 | 201.5407 | 190.0945 | 252.0767 | 201.5407 | 190.0945 | 53.3857 | 53.8177
202 | 193.1407 | 177.1713 | 238.3959 | 193.1407 | 177.1713 | 60.2571 | 67.3366
203 | 191.2593 | 190.0326 | 245.4612 | 191.2593 | 190.0326 | 62.1714 | 74.3298
204 | 194.5852 | 211.5921 | 261.9411 | 194.5852 | 211.5921 | 65.2929 | 90.5782
205 | 194.4519 | 217.514 | 265.9123 | 194.4519 | 217.514 | 59.3214 | 74.0516
206 | 190.3111 | 186.5997 | 242.6155 | 190.3111 | 186.5997 | 56.2714 | 64.8569
207 | 183.4222 | 171.771 | 228.6272 | 183.4222 | 171.771 | 57.6286 | 63.976
208 | 172.4963 | 148.3851 | 206.8227 | 172.4963 | 148.3851 | 62.0571 | 71.668
209 | 173.0667 | 158.4274 | 213.4106 | 173.0667 | 158.4274 | 70.4429 | 88.5223
210 | 183.5407 | 179.8347 | 233.9018 | 183.5407 | 179.8347 | 67.7357 | 80.7065
211 | 187.5556 | 184.5905 | 239.5545 | 187.5556 | 184.5905 | 56.9214 | 59.4595
212 | 181.0963 | 181.9909 | 233.7704 | 181.0963 | 181.9909 | 49.1214 | 50.2597
213 | 172.1607 | 164.6418 | 216.7796 | 172.1607 | 164.6418 | 46.7286 | 48.2585
214 | 160.0445 | 145.8826 | 196.9605 | 160.0445 | 145.8826 | 46.3929 | 48.315
215 | 164.7219 | 153.2684 | 204.6884 | 164.7219 | 153.2684 | 45.5714 | 48.0411
216 | 162.0146 | 159.0854 | 206.6923 | 162.0146 | 159.0854 | 43.6357 | 48.5739
217 | 166.5766 | 178.2093 | 222.2512 | 166.5766 | 178.2093 | 40.7071 | 46.4321
218 | 167.8613 | 178.0864 | 222.9538 | 167.8613 | 178.0864 | 42.9071 | 55.6486
219 | 162.7299 | 181.7304 | 222.3269 | 162.7299 | 181.7304 | 37.8714 | 45.0839
220 | 149.465 | 153.5011 | 195.1238 | 149.465 | 153.5011 | 35.5071 | 39.9068
221 | 143.5588 | 140.4759 | 182.8294 | 143.5588 | 140.4759 | 35.3214 | 39.1724
222 | 143.3603 | 128.0193 | 174.7703 | 143.3603 | 128.0193 | 35.8357 | 39.2135
223 | 145.5882 | 130.516 | 177.8015 | 145.5882 | 130.516 | 33.4143 | 37.3263
224 | 140.4118 | 123.8917 | 170.2519 | 140.4118 | 123.8917 | 33.6571 | 36.9183
225 | 138.4044 | 119.5451 | 166.242 | 138.4044 | 119.5451 | 33.8786 | 36.2456
226 | 138.3088 | 121.9163 | 167.6282 | 138.3088 | 121.9163 | 34.9214 | 35.0513
227 | 136.7059 | 130.0289 | 171.6814 | 136.7059 | 130.0289 | 34.5 | 34.9012
228 | 130.0662 | 116.5352 | 158.8041 | 130.0662 | 116.5352 | 33.9214 | 33.9149
229 | 128.3456 | 115.491 | 157.013 | 128.3456 | 115.491 | 33.7571 | 32.4847
230 | 126.7309 | 109.1053 | 152.0038 | 126.7309 | 109.1053 | 34.9071 | 33.9246
231 | 124.6919 | 107.096 | 149.4044 | 124.6919 | 107.096 | 35.0857 | 36.2237
232 | 127.389 | 135.439 | 169.3941 | 127.389 | 135.439 | 32.9286 | 35.764
233 | 130.6515 | 193.6921 | 212.7173 | 130.6515 | 193.6921 | 27.55 | 29.8537
234 | 133.1103 | 225.3334 | 237.5926 | 133.1103 | 225.3334 | 24.5643 | 24.1924
235 | 130.3382 | 221.5108 | 233.2995 | 130.3382 | 221.5108 | 22.7429 | 20.8091
236 | 127.3529 | 226.3917 | 235.4713 | 127.3529 | 226.3917 | 21.2571 | 19.1977
237 | 130.9265 | 244.1097 | 250.7052 | 130.9265 | 244.1097 | 20.6071 | 17.6062
238 | 129.0294 | 243.1902 | 249.0656 | 129.0294 | 243.1902 | 21 | 16.5209
239 | 126.6838 | 240.0077 | 245.4815 | 126.6838 | 240.0077 | 20.35 | 14.5287
240 | 128.3324 | 246.6087 | 251.3286 | 128.3324 | 246.6087 | 20.0143 | 15.6989
241 | 125.3978 | 249.4602 | 252.0726 | 125.3978 | 249.4602 | 19.9071 | 15.822
242 | 122.4588 | 243.5477 | 246.1144 | 122.4588 | 243.5477 | 19.0571 | 15.5153
243 | 117.739 | 211.337 | 219.2373 | 117.739 | 211.337 | 18.1071 | 15.1631
244 | 113.7316 | 177.5427 | 191.7882 | 113.7316 | 177.5427 | 17.3714 | 14.1265
245 | 110.9404 | 156.8877 | 175.0564 | 110.9404 | 156.8877 | 16.3357 | 13.2697
246 | 110.7721 | 149.8976 | 169.8762 | 110.7721 | 149.8976 | 16.4929 | 13.1784
247 | 105.3853 | 137.3467 | 157.819 | 105.3853 | 137.3467 | 16.2714 | 13.781
248 | 100.3537 | 116.5385 | 140.1967 | 100.3537 | 116.5385 | 16.2214 | 14.3494
249 | 95.6699 | 97.9223 | 124.6751 | 95.6699 | 97.9223 | 15.7786 | 13.3572
250 | 91.6853 | 95.2815 | 120.4409 | 91.6853 | 95.2815 | 14.9357 | 12.4091
251 | 90.2647 | 85.6555 | 113.2298 | 90.2647 | 85.6555 | 14.8643 | 11.7442
252 | 87.0309 | 78.7323 | 106.7311 | 87.0309 | 78.7323 | 15.0571 | 11.1561
253 | 84.8456 | 74.2654 | 102.5096 | 84.8456 | 74.2654 | 16.1571 | 10.4112
254 | 81.0022 | 64.3376 | 93.9706 | 81.0022 | 64.3376 | 16.65 | 10.0439
255 | 79.8228 | 60.049 | 90.7267 | 79.8228 | 60.049 | 17.9071 | 10.8821
256 | 83.2 | 68.4395 | 97.8871 | 83.2 | 68.4395 | 17 | 11.337
257 | 87.5765 | 95.2393 | 117.897 | 87.5765 | 95.2393 | 18.2429 | 13.1451
258 | 85.4404 | 101.0429 | 120.6348 | 85.4404 | 101.0429 | 17.6929 | 13.2862
259 | 81.1191 | 95.3099 | 114.0981 | 81.1191 | 95.3099 | 16.7357 | 11.8665
260 | 77.5853 | 96.0933 | 112.6022 | 77.5853 | 96.0933 | 15.5429 | 10.6525
261 | 76.0096 | 90.7672 | 107.9341 | 76.0096 | 90.7672 | 15.2143 | 10.6767
262 | 72.3904 | 86.3483 | 102.7268 | 72.3904 | 86.3483 | 14.4429 | 9.8043
263 | 73.0662 | 72.3023 | 93.5793 | 73.0662 | 72.3023 | 15.0357 | 10.3211
264 | 74.8684 | 65.877 | 90.6668 | 74.8684 | 65.877 | 15.7786 | 10.1827
265 | 72.7816 | 65.5445 | 89.0709 | 72.7816 | 65.5445 | 15.35 | 9.2517
266 | 69.2029 | 61.9137 | 84.4373 | 69.2029 | 61.9137 | 14.4929 | 8.5412
267 | 67.7191 | 60.7117 | 82.7048 | 67.7191 | 60.7117 | 13.8643 | 8.2353
268 | 65.2838 | 56.8736 | 78.7104 | 65.2838 | 56.8736 | 13.4143 | 8.0019
269 | 64.3537 | 54.4189 | 76.5936 | 64.3537 | 54.4189 | 13.4286 | 8.1808
270 | 62.2434 | 49.6863 | 72.3508 | 62.2434 | 49.6863 | 13.6143 | 8.3716
271 | 61.1721 | 49.1801 | 71.3066 | 61.1721 | 49.1801 | 13.2929 | 8.3062
272 | 60.9375 | 50.341 | 71.8208 | 60.9375 | 50.341 | 12.9429 | 7.8872
273 | 60.2029 | 50.1938 | 71.227 | 60.2029 | 50.1938 | 12.6357 | 7.6483
274 | 60.1045 | 51.1683 | 71.742 | 60.1045 | 51.1683 | 12.5727 | 7.8169
275 | 60.8353 | 51.4118 | 72.387 | 60.8353 | 51.4118 | 12.5667 | 7.2938
276 | 59.5248 | 51.8881 | 71.7863 | 59.5248 | 51.8881 | 12.4667 | 6.941
277 | 59.8038 | 54.7365 | 73.7393 | 59.8038 | 54.7365 | 12.3444 | 6.2063
278 | 65.4286 | 92.0207 | 102.8722 | 65.4286 | 92.0207 | 12.5444 | 6.1598
279 | 66.1602 | 94.4807 | 105.0691 | 66.1602 | 94.4807 | 12.4444 | 6.1972
280 | 66.3553 | 84.6437 | 98.0545 | 66.3553 | 84.6437 | 11.9889 | 5.9168
281 | 68.5609 | 88.5814 | 102.1184 | 68.5609 | 88.5814 | 11.7778 | 5.7465
282 | 68.8278 | 89.7236 | 103.0881 | 68.8278 | 89.7236 | 12.2778 | 5.9464
283 | 68.8197 | 86.3434 | 100.6666 | 68.8197 | 86.3434 | 12.9 | 6.8615
284 | 67.5477 | 87.2601 | 100.6005 | 67.5477 | 87.2601 | 13.5444 | 8.1941
285 | 66.0712 | 87.5983 | 100.0163 | 66.0712 | 87.5983 | 13.6889 | 7.8046
286 | 65.0091 | 84.3634 | 97.0942 | 65.0091 | 84.3634 | 14.2778 | 8.1654
287 | 64.3439 | 76.5211 | 91.1475 | 64.3439 | 76.5211 | 14.7444 | 8.4031
288 | 63.822 | 71.3197 | 87.2271 | 63.822 | 71.3197 | 14.6778 | 8.2498
289 | 63.7394 | 76.1883 | 90.5621 | 63.7394 | 76.1883 | 15.2 | 8.3521
290 | 65.428 | 88.0603 | 99.9925 | 65.428 | 88.0603 | 15.7444 | 8.3581
291 | 67.3644 | 96.9687 | 107.5449 | 67.3644 | 96.9687 | 15.5444 | 7.5032
292 | 67.425 | 101.6065 | 110.9939 | 67.425 | 101.6065 | 15.1556 | 6.9405
293 | 68.422 | 95.3181 | 106.9127 | 68.422 | 95.3181 | 14.4222 | 6.545
294 | 68.0508 | 89.487 | 102.4826 | 68.0508 | 89.487 | 14 | 6.1025
295 | 67.253 | 89.5557 | 102.087 | 67.253 | 89.5557 | 14.1 | 6.0906
296 | 64.9023 | 83.9754 | 96.7558 | 64.9023 | 83.9754 | 14.0667 | 6.0737
297 | 64.103 | 81.2025 | 94.3207 | 64.103 | 81.2025 | 13.6889 | 6.2429
298 | 66.2159 | 85.1773 | 98.3574 | 66.2159 | 85.1773 | 13.7333 | 6.3842
299 | 68.7439 | 90.8942 | 103.8836 | 68.7439 | 90.8942 | 14.2889 | 7.3071
300 | 68.5333 | 87.3512 | 101.2224 | 68.5333 | 87.3512 | 14.2889 | 6.8825
301 | 71.6333 | 83.7269 | 100.4504 | 71.6333 | 83.7269 | 14.8667 | 7.3335
302 | 72.8227 | 85.0653 | 102.0821 | 72.8227 | 85.0653 | 14.6556 | 7.5388
303 | 73.653 | 90.6708 | 106.5039 | 73.653 | 90.6708 | 13.9778 | 7.3386
304 | 72.3561 | 95.3734 | 109.1282 | 72.3561 | 95.3734 | 14.3889 | 7.6763
305 | 69.1167 | 96.1609 | 107.9072 | 69.1167 | 96.1609 | 14.8444 | 8.1643
306 | 67.6242 | 93.6075 | 105.2297 | 67.6242 | 93.6075 | 13.4778 | 6.33
307 | 70.8856 | 102.922 | 113.8158 | 70.8856 | 102.922 | 13.2333 | 6.0308
308 | 68.0083 | 99.8445 | 110.0052 | 68.0083 | 99.8445 | 12.2 | 5.1157
309 | 64.8061 | 96.4162 | 105.7639 | 64.8061 | 96.4162 | 12.3556 | 5.1904
310 | 64.5735 | 96.8136 | 105.9332 | 64.5735 | 96.8136 | 12.5556 | 5.4493
311 | 62.2114 | 94.6929 | 103.1095 | 62.2114 | 94.6929 | 12.3444 | 5.3773
312 | 62.0121 | 94.3915 | 102.7806 | 62.0121 | 94.3915 | 12.3889 | 5.3683
313 | 63.0636 | 97.196 | 105.4163 | 63.0636 | 97.196 | 12.3111 | 5.5631
314 | 62.4902 | 95.8573 | 104.1201 | 62.4902 | 95.8573 | 12.4667 | 5.51
315 | 61.5023 | 93.7646 | 102.0461 | 61.5023 | 93.7646 | 12.6667 | 5.7081
316 | 61.9758 | 86.0819 | 96.6536 | 61.9758 | 86.0819 | 12.5333 | 5.5962
317 | 58.9076 | 65.4714 | 80.2656 | 58.9076 | 65.4714 | 12.4556 | 5.5338
318 | 57.6795 | 59.4032 | 75.4102 | 57.6795 | 59.4032 | 11.9222 | 5.412
319 | 54.4167 | 54.1418 | 69.8867 | 54.4167 | 54.1418 | 11.8 | 5.477
320 | 53.3697 | 55.7251 | 70.2837 | 53.3697 | 55.7251 | 11.7 | 5.3824
321 | 54.4848 | 63.1893 | 76.0592 | 54.4848 | 63.1893 | 10.6778 | 4.521
322 | 53.7076 | 55.7924 | 70.5376 | 53.7076 | 55.7924 | 10.2667 | 4.5307
323 | 54.0023 | 57.4711 | 71.847 | 54.0023 | 57.4711 | 10.1111 | 4.6694
324 | 54.0167 | 60.5161 | 73.9316 | 54.0167 | 60.5161 | 9.9667 | 4.6765
325 | 54.6712 | 68.0807 | 79.6072 | 54.6712 | 68.0807 | 9.9667 | 4.7085
326 | 53.2477 | 63.7455 | 75.7241 | 53.2477 | 63.7455 | 9.8667 | 4.756
327 | 51.3705 | 59.139 | 71.4069 | 51.3705 | 59.139 | 9.7444 | 4.2394
328 | 51.0114 | 58.2134 | 70.5527 | 51.0114 | 58.2134 | 9.7667 | 4.2385
329 | 51.2652 | 58.7665 | 71.0862 | 51.2652 | 58.7665 | 9.6889 | 4.1831
330 | 52.2394 | 59.867 | 72.4258 | 52.2394 | 59.867 | 9.6667 | 4.224
331 | 50.4621 | 55.4239 | 68.3056 | 50.4621 | 55.4239 | 9.4333 | 4.2178
332 | 47.5364 | 47.861 | 61.4221 | 47.5364 | 47.861 | 9.2556 | 4.2128
333 | 49.1742 | 52.4212 | 65.4832 | 49.1742 | 52.4212 | 9.1444 | 4.2276
334 | 49.9773 | 56.6769 | 68.876 | 49.9773 | 56.6769 | 9.1 | 4.2267
335 | 51.2583 | 64.5501 | 75.1493 | 51.2583 | 64.5501 | 8.9556 | 4.131
336 | 50.5568 | 52.3679 | 66.2983 | 50.5568 | 52.3679 | 8.9556 | 4.1119
337 | 51.7076 | 52.1713 | 66.8849 | 51.7076 | 52.1713 | 8.7667 | 4.1316
338 | 52.7364 | 54.5152 | 69.0828 | 52.7364 | 54.5152 | 9.0444 | 4.1875
339 | 49.7364 | 51.044 | 64.9063 | 49.7364 | 51.044 | 9.2889 | 4.3705
340 | 49.5916 | 50.8808 | 64.7076 | 49.5916 | 50.8808 | 9.2667 | 4.4068
341 | 50.4237 | 55.028 | 68.0122 | 50.4237 | 55.028 | 9.2667 | 4.4068
342 | 50.9573 | 60.723 | 72.2699 | 50.9573 | 60.723 | 9.2667 | 4.4068
343 | 48.7344 | 54.2121 | 66.4365 | 48.7344 | 54.2121 | 9.2778 | 4.3886
344 | 50.2229 | 51.9675 | 65.824 | 50.2229 | 51.9675 | 9.2667 | 4.4068
345 | 50.8763 | 56.3071 | 69.1593 | 50.8763 | 56.3071 | 9.1556 | 4.3125
346 | 46.8489 | 47.1143 | 60.4979 | 46.8489 | 47.1143 | 9.1444 | 4.331
347 | 49.0595 | 54.4509 | 66.7955 | 49.0595 | 54.4509 | 9.0333 | 4.2609
348 | 50.0267 | 62.9709 | 73.3235 | 50.0267 | 62.9709 | 8.9222 | 4.216
349 | 48.9802 | 58.0725 | 69.2595 | 48.9802 | 58.0725 | 8.9222 | 4.216
350 | 48.887 | 59.1193 | 69.9407 | 48.887 | 59.1193 | 8.7556 | 4.1977
351 | 49.5214 | 57.0451 | 68.8608 | 49.5214 | 57.0451 | 8.7 | 4.2344
352 | 46.4008 | 46.086 | 59.5393 | 46.4008 | 46.086 | 8.6889 | 4.2522
353 | 46.1733 | 51.3367 | 62.927 | 46.1733 | 51.3367 | 8.6889 | 4.2522
354 | 48.7916 | 66.5909 | 75.2354 | 48.7916 | 66.5909 | 8.6889 | 4.2522
355 | 47.1847 | 53.631 | 65.1111 | 47.1847 | 53.631 | 8.6778 | 4.2702
356 | 46.4008 | 47.6695 | 60.5858 | 46.4008 | 47.6695 | 8.6667 | 4.2884
357 | 46.8733 | 46.3585 | 60.0166 | 46.8733 | 46.3585 | 8.6667 | 4.2884
358 | 48.5351 | 54.8364 | 66.747 | 48.5351 | 54.8364 | 8.6667 | 4.2884
359 | 47.6191 | 49.5629 | 62.605 | 47.6191 | 49.5629 | 8.4444 | 4.3206
360 | 46.9794 | 46.6481 | 60.2734 | 46.9794 | 46.6481 | 8.0444 | 3.5011
361 | 45.7977 | 45.5694 | 58.8195 | 45.7977 | 45.5694 | 7.7889 | 2.9918
362 | 44.855 | 44.2175 | 57.3376 | 44.855 | 44.2175 | 7.7222 | 2.9681
363 | 44.7588 | 43.8771 | 57.0543 | 44.7588 | 43.8771 | 7.6778 | 2.9596
364 | 45.6527 | 44.8394 | 58.2499 | 45.6527 | 44.8394 | 7.6111 | 2.9582
365 | 45.7557 | 45.9106 | 59.0175 | 45.7557 | 45.9106 | 7.5556 | 2.9863

## Stream Scenarios Transp (hidden)
Scenario | Front range | Front range | Front range | Front range | Front range | Front range | Front range | Front range | Front range | Front range | Front range | Front range | Mts | Mts | Mts | Mts | Mts | Mts | Mts | Mts | Mts | Mts | Mts | Mts
Elevation | 5279.3333 | 5279.3333 | 5279.3333 | 5279.3333 | 5279.3333 | 5279.3333 | 5279.3333 | 5279.3333 | 5279.3333 | 5279.3333 | 5279.3333 | 5279.3333 | 8771.25 | 8771.25 | 8771.25 | 8771.25 | 8771.25 | 8771.25 | 8771.25 | 8771.25 | 8771.25 | 8771.25 | 8771.25 | 8771.25
Month | 1 | 2 | 3 | 4 | 5 | 6 | 7 | 8 | 9 | 10 | 11 | 12 | 1 | 2 | 3 | 4 | 5 | 6 | 7 | 8 | 9 | 10 | 11 | 12
Average of discharge of all sites (cfs) | 24.1059 | 22.2571 | 23.7909 | 48.8534 | 137.2478 | 244.5635 | 164.8253 | 91.552 | 47.8245 | 31.8665 | 26.6108 | 24.5603 | 10.2631 | 10.2091 | 11.6579 | 27.2169 | 149.0144 | 398.7161 | 229.663 | 104.399 | 48.8561 | 28.9194 | 19.6876 | 12.8095
std dev of discharge of all sites (cfs) | 17.9508 | 17.287 | 17.3297 | 76.0818 | 154.3568 | 252.5183 | 132.5001 | 56.0716 | 29.0759 | 27.8423 | 25.0263 | 18.5977 | 1.7498 | 1.6846 | 2.7938 | 19.1534 | 104.731 | 168.424 | 120.5359 | 49.7475 | 19.1979 | 10.4361 | 6.1662 | 3.4865
from C:\Users\scipol\Documents\Marys CU docs\CO.StreamT.Model\data\Stream.Scenario.data.xlxs

## WWTP scenarios transposed (hidden)
Scenario | Front range low WWTP-Q | Front range low WWTP-Q | Front range low WWTP-Q | Front range low WWTP-Q | Front range low WWTP-Q | Front range low WWTP-Q | Front range low WWTP-Q | Front range low WWTP-Q | Front range low WWTP-Q | Front range low WWTP-Q | Front range low WWTP-Q | Front range low WWTP-Q | Front range high WWTP-Q | Front range high WWTP-Q | Front range high WWTP-Q | Front range high WWTP-Q | Front range high WWTP-Q | Front range high WWTP-Q | Front range high WWTP-Q | Front range high WWTP-Q | Front range high WWTP-Q | Front range high WWTP-Q | Front range high WWTP-Q | Front range high WWTP-Q | Mts | Mts | Mts | Mts | Mts | Mts | Mts | Mts | Mts | Mts | Mts | Mts
Elevation | 5283.4444 | 5283.4444 | 5283.4444 | 5283.4444 | 5283.4444 | 5283.4444 | 5283.4444 | 5283.4444 | 5283.4444 | 5283.4444 | 5283.4444 | 5283.4444 | 5283.4444 | 5283.4444 | 5283.4444 | 5283.4444 | 5283.4444 | 5283.4444 | 5283.4444 | 5283.4444 | 5283.4444 | 5283.4444 | 5283.4444 | 5283.4444 | 8029.875 | 8029.875 | 8029.875 | 8029.875 | 8029.875 | 8029.875 | 8029.875 | 8029.875 | 8029.875 | 8029.875 | 8029.875 | 8029.875
Month | 1 | 2 | 3 | 4 | 5 | 6 | 7 | 8 | 9 | 10 | 11 | 12 | 1 | 2 | 3 | 4 | 5 | 6 | 7 | 8 | 9 | 10 | 11 | 12 | 1 | 2 | 3 | 4 | 5 | 6 | 7 | 8 | 9 | 10 | 11 | 12
Average of discharge of all sites (mgd) | 8.1143 | 8.1143 | 8.1143 | 8.1143 | 8.1143 | 8.1143 | 8.1143 | 8.1143 | 8.1143 | 8.1143 | 8.1143 | 8.1143 | 88 | 88 | 88 | 88 | 88 | 88 | 88 | 88 | 88 | 88 | 88 | 88 | 3.14 | 3.14 | 3.14 | 3.14 | 3.14 | 3.14 | 3.14 | 3.14 | 3.14 | 3.14 | 3.14 | 3.14
standard deviation of discharge of all sites (mgd) | 3.437 | 3.437 | 3.437 | 3.437 | 3.437 | 3.437 | 3.437 | 3.437 | 3.437 | 3.437 | 3.437 | 3.437 | 52 | 52 | 52 | 52 | 52 | 52 | 52 | 52 | 52 | 52 | 52 | 52 | 0.8 | 0.8 | 0.8 | 0.8 | 0.8 | 0.8 | 0.8 | 0.8 | 0.8 | 0.8 | 0.8 | 0.8
Average of discharge of all sites (cfs) | 12.5528 | 12.5528 | 12.5528 | 12.5528 | 12.5528 | 12.5528 | 12.5528 | 12.5528 | 12.5528 | 12.5528 | 12.5528 | 12.5528 | 136.136 | 136.136 | 136.136 | 136.136 | 136.136 | 136.136 | 136.136 | 136.136 | 136.136 | 136.136 | 136.136 | 136.136 | 4.8576 | 4.8576 | 4.8576 | 4.8576 | 4.8576 | 4.8576 | 4.8576 | 4.8576 | 4.8576 | 4.8576 | 4.8576 | 4.8576
standard deviation of discharge of all sites (cfs | 5.317 | 5.317 | 5.317 | 5.317 | 5.317 | 5.317 | 5.317 | 5.317 | 5.317 | 5.317 | 5.317 | 5.317 | 80.444 | 80.444 | 80.444 | 80.444 | 80.444 | 80.444 | 80.444 | 80.444 | 80.444 | 80.444 | 80.444 | 80.444 | 1.2376 | 1.2376 | 1.2376 | 1.2376 | 1.2376 | 1.2376 | 1.2376 | 1.2376 | 1.2376 | 1.2376 | 1.2376 | 1.2376
from C:\Users\scipol\Documents\Marys CU docs\CO.StreamT.Model\data\WWTP.data.xls

## STM&ETM.output sensitivity
| Day of year | Elevation (ft) | Effluent discharge/ Stream Discharge | Stream discharge, cfs, from user interface | Stream discharge, cfs, estimation (linear) | Log10 stream discharge | Predicted MEAN UPSTREAM Stream Temp (from model), C |  | Effluent discharge, cfs, from user interface | Effluent Discharge, cfs | Eflluent Temp, C |  | MEAN Temperature downstream |  | 7 day moving average MEAN DOWNSTREAM temperature, C | Predicted 2 hour MAX average temp UPSTREAM C | IF MAX < MEAN SET TO MEAN | 2 hour MAX average downstream Temperature | WS-1 Chronic | WS-I Acute | WS-II Chronic | WS-II Acute | WS-III Chronic | WS-III Acute | CS-I Chronic | CS-I Acute | CS-II Chronic | CS-II Acute | Test WS-1 Chronic | Test WS-I Acute | Test WS-II Chronic | Test WS-II Acute | Test WS-III Chronic | Test WS-III Acute | Test CS-I Chronic | Test CS-I Acute | Test CS-II Chronic | Test CS-II Acute | WS1 chronic likelihood of exceeding stream temp standards | WS-II chronic likelihood of exceeding stream temp standards | WS-III chronic likelihood of exceeding stream temp standards | CS-I chronic likelihood of exceeding stream temp standards | CS-II chronic likelihood of exceeding stream temp standards | WS1 acute likelihood of exceeding stream temp standards | WS-II acute likelihood of exceeding stream temp standards | WS-III acute likelihood of exceeding stream temp standards | CS-I acute likelihood of exceeding stream temp standards | CS-II acute likelihood of exceeding stream temp standards
2000-01-01 | 1 | 5279.3333 | 5.5947 | 24.3331 | 24.3331 | 1.3862 | 1.279 | 274.429 | 136.136 | 136.136 | 14.1285 | 287.2785 | 12.1801 | 285.3301 | 0 | 2.1121 | 2.1121 | 12.3064 | 12.1 | 14.5 | 13.7 | 14.3 | 13.9 | 15.2 | 9 | 13 | 9 | 13 | [10 empty] | 0 | 0 | 0 | 0 | 0 | 0 | 0 | 0 | 0 | 0
2000-01-02 | 2 | 5279.3333 | 5.5984 | #N/A | 24.3169 | 1.3859 | 1.3255 | 274.4755 | #N/A | 136.136 | 14.124 | 287.274 | 12.1844 | 285.3344 | 0 | 2.1738 | 2.1738 | 12.3129 | 12.1 | 14.5 | 13.7 | 14.3 | 13.9 | 15.2 | 9 | 13 | 9 | 13 | [10 empty] | 0 | 0 | 0 | 0 | 0 | 0 | 0 | 0 | 0 | 0
2000-01-03 | 3 | 5279.3333 | 5.6022 | #N/A | 24.3006 | 1.3856 | 1.3727 | 274.5227 | #N/A | 136.136 | 14.1197 | 287.2697 | 12.189 | 285.339 | 0 | 2.2364 | 2.2364 | 12.3198 | 12.1 | 14.5 | 13.7 | 14.3 | 13.9 | 15.2 | 9 | 13 | 9 | 13 | [10 empty] | 0 | 0 | 0 | 0 | 0 | 0 | 0 | 0 | 0 | 0
2000-01-04 | 4 | 5279.3333 | 5.6059 | #N/A | 24.2844 | 1.3853 | 1.4207 | 274.5707 | #N/A | 136.136 | 14.1157 | 287.2657 | 12.1939 | 285.3439 | 0 | 2.3 | 2.3 | 12.3271 | 12.1 | 14.5 | 13.7 | 14.3 | 13.9 | 15.2 | 9 | 13 | 9 | 13 | [10 empty] | 0 | 0 | 0 | 0 | 0 | 0 | 0 | 0 | 0 | 0
2000-01-05 | 5 | 5279.3333 | 5.6096 | #N/A | 24.2682 | 1.385 | 1.4694 | 274.6194 | #N/A | 136.136 | 14.112 | 287.262 | 12.1992 | 285.3492 | 0 | 2.3646 | 2.3646 | 12.3347 | 12.1 | 14.5 | 13.7 | 14.3 | 13.9 | 15.2 | 9 | 13 | 9 | 13 | [10 empty] | 0 | 0 | 0 | 0 | 0 | 0 | 0 | 0 | 0 | 0
2000-01-06 | 6 | 5279.3333 | 5.6134 | #N/A | 24.252 | 1.3847 | 1.5188 | 274.6688 | #N/A | 136.136 | 14.1085 | 287.2585 | 12.2048 | 285.3548 | 0 | 2.4303 | 2.4303 | 12.3427 | 12.1 | 14.5 | 13.7 | 14.3 | 13.9 | 15.2 | 9 | 13 | 9 | 13 | [10 empty] | 0 | 0 | 0 | 0 | 0 | 0 | 0 | 0 | 0 | 0
2000-01-07 | 7 | 5279.3333 | 5.6172 | #N/A | 24.2357 | 1.3845 | 1.569 | 274.719 | #N/A | 136.136 | 14.1053 | 287.2553 | 12.2108 | 285.3608 | 0 | 2.4969 | 2.4969 | 12.351 | 12.1 | 14.5 | 13.7 | 14.3 | 13.9 | 15.2 | 9 | 13 | 9 | 13 | [10 empty] | 0 | 0 | 0 | 0 | 0 | 0 | 0 | 0 | 0 | 0
2000-01-08 | 8 | 5279.3333 | 5.6209 | #N/A | 24.2195 | 1.3842 | 1.6199 | 274.7699 | #N/A | 136.136 | 14.1024 | 287.2524 | 12.2171 | 285.3671 | 12.1946 | 2.5646 | 2.5646 | 12.3597 | 12.1 | 14.5 | 13.7 | 14.3 | 13.9 | 15.2 | 9 | 13 | 9 | 13 | 1 | [5 empty] | 1 |  | 1 |  | 1 | 0 | 0 | 1 | 1 | 0 | 0 | 0 | 0 | 0
2000-01-09 | 9 | 5279.3333 | 5.6247 | #N/A | 24.2033 | 1.3839 | 1.6717 | 274.8217 | #N/A | 136.136 | 14.0997 | 287.2497 | 12.2237 | 285.3737 | 12.1999 | 2.6333 | 2.6333 | 12.3689 | 12.1 | 14.5 | 13.7 | 14.3 | 13.9 | 15.2 | 9 | 13 | 9 | 13 | 1 | [5 empty] | 1 |  | 1 |  | 1 | 0 | 0 | 1 | 1 | 0 | 0 | 0 | 0 | 0
2000-01-10 | 10 | 5279.3333 | 5.6285 | #N/A | 24.187 | 1.3836 | 1.7242 | 274.8742 | #N/A | 136.136 | 14.0974 | 287.2474 | 12.2307 | 285.3807 | 12.2055 | 2.703 | 2.703 | 12.3784 | 12.1 | 14.5 | 13.7 | 14.3 | 13.9 | 15.2 | 9 | 13 | 9 | 13 | 1 | [5 empty] | 1 |  | 1 |  | 1 | 0 | 0 | 1 | 1 | 0 | 0 | 0 | 0 | 0
2000-01-11 | 11 | 5279.3333 | 5.6322 | #N/A | 24.1708 | 1.3833 | 1.7775 | 274.9275 | #N/A | 136.136 | 14.0953 | 287.2453 | 12.238 | 285.388 | 12.2115 | 2.7739 | 2.7739 | 12.3883 | 12.1 | 14.5 | 13.7 | 14.3 | 13.9 | 15.2 | 9 | 13 | 9 | 13 | 1 | [5 empty] | 1 |  | 1 |  | 1 | 0 | 0 | 1 | 1 | 0 | 0 | 0 | 0 | 0
2000-01-12 | 12 | 5279.3333 | 5.636 | #N/A | 24.1546 | 1.383 | 1.8316 | 274.9816 | #N/A | 136.136 | 14.0935 | 287.2435 | 12.2457 | 285.3957 | 12.2178 | 2.8458 | 2.8458 | 12.3986 | 12.1 | 14.5 | 13.7 | 14.3 | 13.9 | 15.2 | 9 | 13 | 9 | 13 | 1 | [5 empty] | 1 |  | 1 |  | 1 | 0 | 0 | 1 | 1 | 0 | 0 | 0 | 0 | 0
2000-01-13 | 13 | 5279.3333 | 5.6398 | #N/A | 24.1384 | 1.3827 | 1.8865 | 275.0365 | #N/A | 136.136 | 14.0921 | 287.2421 | 12.2538 | 285.4038 | 12.2244 | 2.9187 | 2.9187 | 12.4093 | 12.1 | 14.5 | 13.7 | 14.3 | 13.9 | 15.2 | 9 | 13 | 9 | 13 | 1 | [5 empty] | 1 |  | 1 |  | 1 | 0 | 0 | 1 | 1 | 0 | 0 | 0 | 0 | 0
2000-01-14 | 14 | 5279.3333 | 5.6436 | #N/A | 24.1221 | 1.3824 | 1.9422 | 275.0922 | #N/A | 136.136 | 14.0909 | 287.2409 | 12.2623 | 285.4123 | 12.2314 | 2.9928 | 2.9928 | 12.4204 | 12.1 | 14.5 | 13.7 | 14.3 | 13.9 | 15.2 | 9 | 13 | 9 | 13 | 1 | [5 empty] | 1 |  | 1 |  | 1 | 0 | 0 | 1 | 1 | 0 | 0 | 0 | 0 | 0
2000-01-15 | 15 | 5279.3333 | 5.6474 | 24.1059 | 24.1059 | 1.3821 | 1.9988 | 275.1488 | 136.136 | 136.136 | 14.0901 | 287.2401 | 12.2711 | 285.4211 | 12.2388 | 3.068 | 3.068 | 12.432 | 12.1 | 14.5 | 13.7 | 14.3 | 13.9 | 15.2 | 9 | 13 | 9 | 13 | 1 | [5 empty] | 1 |  | 1 |  | 1 | 0 | 0 | 1 | 1 | 0 | 0 | 0 | 0 | 0
2000-01-16 | 16 | 5279.3333 | 5.6614 | #N/A | 24.0463 | 1.381 | 2.0563 | 275.2063 | #N/A | 136.136 | 14.0895 | 287.2395 | 12.2831 | 285.4331 | 12.2465 | 3.1444 | 3.1444 | 12.4465 | 12.1 | 14.5 | 13.7 | 14.3 | 13.9 | 15.2 | 9 | 13 | 9 | 13 | 1 | [5 empty] | 1 |  | 1 |  | 1 | 0 | 0 | 1 | 1 | 0 | 0 | 0 | 0 | 0
2000-01-17 | 17 | 5279.3333 | 5.6755 | #N/A | 23.9866 | 1.38 | 2.1147 | 275.2647 | #N/A | 136.136 | 14.0893 | 287.2393 | 12.2955 | 285.4455 | 12.255 | 3.2218 | 3.2218 | 12.4614 | 12.1 | 14.5 | 13.7 | 14.3 | 13.9 | 15.2 | 9 | 13 | 9 | 13 | 1 | [5 empty] | 1 |  | 1 |  | 1 | 0 | 0 | 1 | 1 | 0 | 0 | 0 | 0 | 0
2000-01-18 | 18 | 5279.3333 | 5.6896 | #N/A | 23.927 | 1.3789 | 2.1739 | 275.3239 | #N/A | 136.136 | 14.0894 | 287.2394 | 12.3082 | 285.4582 | 12.2642 | 3.3005 | 3.3005 | 12.4767 | 12.1 | 14.5 | 13.7 | 14.3 | 13.9 | 15.2 | 9 | 13 | 9 | 13 | 1 | [5 empty] | 1 |  | 1 |  | 1 | 0 | 0 | 1 | 1 | 0 | 0 | 0 | 0 | 0
2000-01-19 | 19 | 5279.3333 | 5.7039 | #N/A | 23.8674 | 1.3778 | 2.2339 | 275.3839 | #N/A | 136.136 | 14.0899 | 287.2399 | 12.3214 | 285.4714 | 12.2743 | 3.3803 | 3.3803 | 12.4924 | 12.1 | 14.5 | 13.7 | 14.3 | 13.9 | 15.2 | 9 | 13 | 9 | 13 | 1 | [5 empty] | 1 |  | 1 |  | 1 | 0 | 0 | 1 | 1 | 0 | 0 | 0 | 0 | 0
2000-01-20 | 20 | 5279.3333 | 5.7181 | #N/A | 23.8077 | 1.3767 | 2.2949 | 275.4449 | #N/A | 136.136 | 14.0907 | 287.2407 | 12.3349 | 285.4849 | 12.2851 | 3.4612 | 3.4612 | 12.5085 | 12.1 | 14.5 | 13.7 | 14.3 | 13.9 | 15.2 | 9 | 13 | 9 | 13 | 1 | [5 empty] | 1 |  | 1 |  | 1 | 0 | 0 | 1 | 1 | 0 | 0 | 0 | 0 | 0
2000-01-21 | 21 | 5279.3333 | 5.7325 | #N/A | 23.7481 | 1.3756 | 2.3568 | 275.5068 | #N/A | 136.136 | 14.0919 | 287.2419 | 12.3488 | 285.4988 | 12.2966 | 3.5434 | 3.5434 | 12.5251 | 12.1 | 14.5 | 13.7 | 14.3 | 13.9 | 15.2 | 9 | 13 | 9 | 13 | 1 | [5 empty] | 1 |  | 1 |  | 1 | 0 | 0 | 1 | 1 | 0 | 0 | 0 | 0 | 0
2000-01-22 | 22 | 5279.3333 | 5.7469 | #N/A | 23.6884 | 1.3745 | 2.4195 | 275.5695 | #N/A | 136.136 | 14.0934 | 287.2434 | 12.3631 | 285.5131 | 12.309 | 3.6267 | 3.6267 | 12.542 | 12.1 | 14.5 | 13.7 | 14.3 | 13.9 | 15.2 | 9 | 13 | 9 | 13 | 1 | [5 empty] | 1 |  | 1 |  | 1 | 0 | 0 | 1 | 1 | 0 | 0 | 0 | 0 | 0
2000-01-23 | 23 | 5279.3333 | 5.7614 | #N/A | 23.6288 | 1.3734 | 2.4832 | 275.6332 | #N/A | 136.136 | 14.0952 | 287.2452 | 12.3778 | 285.5278 | 12.3222 | 3.7113 | 3.7113 | 12.5595 | 12.1 | 14.5 | 13.7 | 14.3 | 13.9 | 15.2 | 9 | 13 | 9 | 13 | 1 | [5 empty] | 1 |  | 1 |  | 1 | 0 | 0 | 1 | 1 | 0 | 0 | 0 | 0 | 0
2000-01-24 | 24 | 5279.3333 | 5.776 | #N/A | 23.5692 | 1.3723 | 2.5478 | 275.6978 | #N/A | 136.136 | 14.0974 | 287.2474 | 12.3929 | 285.5429 | 12.3357 | 3.7971 | 3.7971 | 12.5773 | 12.1 | 14.5 | 13.7 | 14.3 | 13.9 | 15.2 | 9 | 13 | 9 | 13 | 1 | [5 empty] | 1 |  | 1 |  | 1 | 0 | 0 | 1 | 1 | 0 | 0 | 0 | 0 | 0
2000-01-25 | 25 | 5279.3333 | 5.7907 | #N/A | 23.5095 | 1.3712 | 2.6133 | 275.7633 | #N/A | 136.136 | 14.1 | 287.25 | 12.4085 | 285.5585 | 12.3496 | 3.8841 | 3.8841 | 12.5956 | 12.1 | 14.5 | 13.7 | 14.3 | 13.9 | 15.2 | 9 | 13 | 9 | 13 | 1 | [5 empty] | 1 |  | 1 |  | 1 | 0 | 0 | 1 | 1 | 0 | 0 | 0 | 0 | 0
2000-01-26 | 26 | 5279.3333 | 5.8054 | #N/A | 23.4499 | 1.3701 | 2.6797 | 275.8297 | #N/A | 136.136 | 14.103 | 287.253 | 12.4244 | 285.5744 | 12.3639 | 3.9724 | 3.9724 | 12.6144 | 12.1 | 14.5 | 13.7 | 14.3 | 13.9 | 15.2 | 9 | 13 | 9 | 13 | 1 | [5 empty] | 1 |  | 1 |  | 1 | 0 | 0 | 1 | 1 | 0 | 0 | 0 | 0 | 0
2000-01-27 | 27 | 5279.3333 | 5.8202 | #N/A | 23.3902 | 1.369 | 2.7471 | 275.8971 | #N/A | 136.136 | 14.1063 | 287.2563 | 12.4408 | 285.5908 | 12.3786 | 4.0619 | 4.0619 | 12.6336 | 12.1 | 14.5 | 13.7 | 14.3 | 13.9 | 15.2 | 9 | 13 | 9 | 13 | 1 | [5 empty] | 1 |  | 1 |  | 1 | 0 | 0 | 1 | 1 | 0 | 0 | 0 | 0 | 0
2000-01-28 | 28 | 5279.3333 | 5.8351 | #N/A | 23.3306 | 1.3679 | 2.8155 | 275.9655 | #N/A | 136.136 | 14.1101 | 287.2601 | 12.4576 | 285.6076 | 12.3938 | 4.1527 | 4.1527 | 12.6533 | 12.1 | 14.5 | 13.7 | 14.3 | 13.9 | 15.2 | 9 | 13 | 9 | 13 | 1 | [5 empty] | 1 |  | 1 |  | 1 | 0 | 0 | 1 | 1 | 0 | 0 | 0 | 0 | 0
2000-01-29 | 29 | 5279.3333 | 5.85 | #N/A | 23.271 | 1.3668 | 2.8848 | 276.0348 | #N/A | 136.136 | 14.1142 | 287.2642 | 12.4749 | 285.6249 | 12.4093 | 4.2447 | 4.2447 | 12.6734 | 12.1 | 14.5 | 13.7 | 14.3 | 13.9 | 15.2 | 9 | 13 | 9 | 13 | 1 | [5 empty] | 1 |  | 1 |  | 1 | 0 | 0 | 1 | 1 | 0 | 0 | 0 | 0 | 0
2000-01-30 | 30 | 5279.3333 | 5.8651 | #N/A | 23.2113 | 1.3657 | 2.9551 | 276.1051 | #N/A | 136.136 | 14.1187 | 287.2687 | 12.4926 | 285.6426 | 12.4253 | 4.3381 | 4.3381 | 12.694 | 12.1 | 14.5 | 13.7 | 14.3 | 13.9 | 15.2 | 9 | 13 | 9 | 13 | 1 | [5 empty] | 1 |  | 1 |  | 1 | 0 | 0 | 1 | 1 | 0 | 0 | 0 | 0 | 0
2000-01-31 | 31 | 5279.3333 | 5.8802 | #N/A | 23.1517 | 1.3646 | 3.0264 | 276.1764 | #N/A | 136.136 | 14.1236 | 287.2736 | 12.5107 | 285.6607 | 12.4417 | 4.4327 | 4.4327 | 12.7151 | 12.1 | 14.5 | 13.7 | 14.3 | 13.9 | 15.2 | 9 | 13 | 9 | 13 | 1 | [5 empty] | 1 |  | 1 |  | 1 | 0 | 0 | 1 | 1 | 0 | 0 | 0 | 0 | 0
2000-02-01 | 32 | 5279.3333 | 5.8954 | #N/A | 23.092 | 1.3635 | 3.0987 | 276.2487 | #N/A | 136.136 | 14.129 | 287.279 | 12.5293 | 285.6793 | 12.4585 | 4.5286 | 4.5286 | 12.7367 | 12.1 | 14.5 | 13.7 | 14.3 | 13.9 | 15.2 | 9 | 13 | 9 | 13 | 1 | [5 empty] | 1 |  | 1 |  | 1 | 0 | 0 | 1 | 1 | 0 | 0 | 0 | 0 | 0
2000-02-02 | 33 | 5279.3333 | 5.9106 | #N/A | 23.0324 | 1.3623 | 3.172 | 276.322 | #N/A | 136.136 | 14.1347 | 287.2847 | 12.5484 | 285.6984 | 12.4758 | 4.6259 | 4.6259 | 12.7588 | 12.1 | 14.5 | 13.7 | 14.3 | 13.9 | 15.2 | 9 | 13 | 9 | 13 | 1 | [5 empty] | 1 |  | 1 |  | 1 | 0 | 0 | 1 | 1 | 0 | 0 | 0 | 0 | 0
2000-02-03 | 34 | 5279.3333 | 5.926 | #N/A | 22.9728 | 1.3612 | 3.2463 | 276.3963 | #N/A | 136.136 | 14.1409 | 287.2909 | 12.5679 | 285.7179 | 12.4935 | 4.7245 | 4.7245 | 12.7813 | 12.1 | 14.5 | 13.7 | 14.3 | 13.9 | 15.2 | 9 | 13 | 9 | 13 | 1 | [5 empty] | 1 |  | 1 |  | 1 | 0 | 0 | 1 | 1 | 0 | 0 | 0 | 0 | 0
2000-02-04 | 35 | 5279.3333 | 5.9414 | #N/A | 22.9131 | 1.3601 | 3.3216 | 276.4716 | #N/A | 136.136 | 14.1475 | 287.2975 | 12.5879 | 285.7379 | 12.5116 | 4.8244 | 4.8244 | 12.8044 | 12.1 | 14.5 | 13.7 | 14.3 | 13.9 | 15.2 | 9 | 13 | 9 | 13 | 1 | [5 empty] | 1 |  | 1 |  | 1 | 0 | 0 | 1 | 1 | 0 | 0 | 0 | 0 | 0
2000-02-05 | 36 | 5279.3333 | 5.9569 | #N/A | 22.8535 | 1.359 | 3.3979 | 276.5479 | #N/A | 136.136 | 14.1546 | 287.3046 | 12.6084 | 285.7584 | 12.5302 | 4.9256 | 4.9256 | 12.828 | 12.1 | 14.5 | 13.7 | 14.3 | 13.9 | 15.2 | 9 | 13 | 9 | 13 | 1 | [5 empty] | 1 |  | 1 |  | 1 | 0 | 0 | 1 | 1 | 0 | 0 | 0 | 0 | 0
2000-02-06 | 37 | 5279.3333 | 5.9725 | #N/A | 22.7938 | 1.3578 | 3.4753 | 276.6253 | #N/A | 136.136 | 14.1621 | 287.3121 | 12.6294 | 285.7794 | 12.5493 | 5.0283 | 5.0283 | 12.8521 | 12.1 | 14.5 | 13.7 | 14.3 | 13.9 | 15.2 | 9 | 13 | 9 | 13 | 1 | [5 empty] | 1 |  | 1 |  | 1 | 0 | 0 | 1 | 1 | 0 | 0 | 0 | 0 | 0
2000-02-07 | 38 | 5279.3333 | 5.9882 | #N/A | 22.7342 | 1.3567 | 3.5537 | 276.7037 | #N/A | 136.136 | 14.17 | 287.32 | 12.6508 | 285.8008 | 12.5688 | 5.1322 | 5.1322 | 12.8767 | 12.1 | 14.5 | 13.7 | 14.3 | 13.9 | 15.2 | 9 | 13 | 9 | 13 | 1 | [5 empty] | 1 |  | 1 |  | 1 | 0 | 0 | 1 | 1 | 0 | 0 | 0 | 0 | 0
2000-02-08 | 39 | 5279.3333 | 6.0039 | #N/A | 22.6746 | 1.3555 | 3.6332 | 276.7832 | #N/A | 136.136 | 14.1784 | 287.3284 | 12.6728 | 285.8228 | 12.5889 | 5.2376 | 5.2376 | 12.9018 | 12.1 | 14.5 | 13.7 | 14.3 | 13.9 | 15.2 | 9 | 13 | 9 | 13 | 1 | [5 empty] | 1 |  | 1 |  | 1 | 0 | 0 | 1 | 1 | 0 | 0 | 0 | 0 | 0
2000-02-09 | 40 | 5279.3333 | 6.0197 | #N/A | 22.6149 | 1.3544 | 3.7138 | 276.8638 | #N/A | 136.136 | 14.1872 | 287.3372 | 12.6952 | 285.8452 | 12.6094 | 5.3443 | 5.3443 | 12.9275 | 12.1 | 14.5 | 13.7 | 14.3 | 13.9 | 15.2 | 9 | 13 | 9 | 13 | 1 | [5 empty] | 1 |  | 1 |  | 1 | 0 | 0 | 1 | 1 | 0 | 0 | 0 | 0 | 0
2000-02-10 | 41 | 5279.3333 | 6.0357 | #N/A | 22.5553 | 1.3532 | 3.7954 | 276.9454 | #N/A | 136.136 | 14.1966 | 287.3466 | 12.7182 | 285.8682 | 12.6303 | 5.4524 | 5.4524 | 12.9537 | 12.1 | 14.5 | 13.7 | 14.3 | 13.9 | 15.2 | 9 | 13 | 9 | 13 | 1 | [5 empty] | 1 |  | 1 |  | 1 | 0 | 0 | 1 | 1 | 0 | 0 | 0 | 0 | 0
2000-02-11 | 42 | 5279.3333 | 6.0517 | #N/A | 22.4956 | 1.3521 | 3.8781 | 277.0281 | #N/A | 136.136 | 14.2064 | 287.3564 | 12.7417 | 285.8917 | 12.6518 | 5.5619 | 5.5619 | 12.9805 | 12.1 | 14.5 | 13.7 | 14.3 | 13.9 | 15.2 | 9 | 13 | 9 | 13 | 1 | [5 empty] | 1 |  | 1 |  | 1 | 0 | 0 | 1 | 1 | 0 | 0 | 0 | 0 | 0
2000-02-12 | 43 | 5279.3333 | 6.0677 | #N/A | 22.436 | 1.3509 | 3.9619 | 277.1119 | #N/A | 136.136 | 14.2166 | 287.3666 | 12.7657 | 285.9157 | 12.6738 | 5.6728 | 5.6728 | 13.0078 | 12.1 | 14.5 | 13.7 | 14.3 | 13.9 | 15.2 | 9 | 13 | 9 | 13 | 1 | [5 empty] | 1 | 1 | 1 | 1 | 1 | 0 | 0 | 1 | 1 | 0 | 0 | 0 | 1 | 1
2000-02-13 | 44 | 5279.3333 | 6.0839 | #N/A | 22.3764 | 1.3498 | 4.0467 | 277.1967 | #N/A | 136.136 | 14.2274 | 287.3774 | 12.7903 | 285.9403 | 12.6963 | 5.785 | 5.785 | 13.0356 | 12.1 | 14.5 | 13.7 | 14.3 | 13.9 | 15.2 | 9 | 13 | 9 | 13 | 1 | [5 empty] | 1 | 1 | 1 | 1 | 1 | 0 | 0 | 1 | 1 | 0 | 0 | 0 | 1 | 1
2000-02-14 | 45 | 5279.3333 | 6.1002 | #N/A | 22.3167 | 1.3486 | 4.1327 | 277.2827 | #N/A | 136.136 | 14.2387 | 287.3887 | 12.8153 | 285.9653 | 12.7192 | 5.8987 | 5.8987 | 13.0641 | 12.1 | 14.5 | 13.7 | 14.3 | 13.9 | 15.2 | 9 | 13 | 9 | 13 | 1 | [5 empty] | 1 | 1 | 1 | 1 | 1 | 0 | 0 | 1 | 1 | 0 | 0 | 0 | 1 | 1
2000-02-15 | 46 | 5279.3333 | 6.1165 | 22.2571 | 22.2571 | 1.3475 | 4.2198 | 277.3698 | 136.136 | 136.136 | 14.2504 | 287.4004 | 12.841 | 285.991 | 12.7428 | 6.0139 | 6.0139 | 13.093 | 12.1 | 14.5 | 13.7 | 14.3 | 13.9 | 15.2 | 9 | 13 | 9 | 13 | 1 | [5 empty] | 1 | 1 | 1 | 1 | 1 | 0 | 0 | 1 | 1 | 0 | 0 | 0 | 1 | 1
2000-02-16 | 47 | 5279.3333 | 6.102 | #N/A | 22.31 | 1.3485 | 4.3076 | 277.4576 | #N/A | 136.136 | 14.2627 | 287.4127 | 12.861 | 286.011 | 12.7668 | 6.1299 | 6.1299 | 13.1176 | 12.1 | 14.5 | 13.7 | 14.3 | 13.9 | 15.2 | 9 | 13 | 9 | 13 | 1 | [5 empty] | 1 | 1 | 1 | 1 | 1 | 0 | 0 | 1 | 1 | 0 | 0 | 0 | 1 | 1
2000-02-17 | 48 | 5279.3333 | 6.0876 | #N/A | 22.3629 | 1.3495 | 4.3965 | 277.5465 | #N/A | 136.136 | 14.2755 | 287.4255 | 12.8816 | 286.0316 | 12.7905 | 6.2474 | 6.2474 | 13.1428 | 12.1 | 14.5 | 13.7 | 14.3 | 13.9 | 15.2 | 9 | 13 | 9 | 13 | 1 | [5 empty] | 1 | 1 | 1 | 1 | 1 | 0 | 0 | 1 | 1 | 0 | 0 | 0 | 1 | 1
2000-02-18 | 49 | 5279.3333 | 6.0732 | #N/A | 22.4158 | 1.3506 | 4.4865 | 277.6365 | #N/A | 136.136 | 14.2888 | 287.4388 | 12.903 | 286.053 | 12.8138 | 6.3662 | 6.3662 | 13.1687 | 12.1 | 14.5 | 13.7 | 14.3 | 13.9 | 15.2 | 9 | 13 | 9 | 13 | 1 | [5 empty] | 1 | 1 | 1 | 1 | 1 | 0 | 0 | 1 | 1 | 0 | 0 | 0 | 1 | 1
2000-02-19 | 50 | 5279.3333 | 6.0589 | #N/A | 22.4686 | 1.3516 | 4.5776 | 277.7276 | #N/A | 136.136 | 14.3026 | 287.4526 | 12.9249 | 286.0749 | 12.8368 | 6.4864 | 6.4864 | 13.1953 | 12.1 | 14.5 | 13.7 | 14.3 | 13.9 | 15.2 | 9 | 13 | 9 | 13 | 1 | [5 empty] | 1 | 1 | 1 | 1 | 1 | 0 | 0 | 1 | 1 | 0 | 0 | 0 | 1 | 1
2000-02-20 | 51 | 5279.3333 | 6.0447 | #N/A | 22.5215 | 1.3526 | 4.6699 | 277.8199 | #N/A | 136.136 | 14.317 | 287.467 | 12.9476 | 286.0976 | 12.8596 | 6.608 | 6.608 | 13.2227 | 12.1 | 14.5 | 13.7 | 14.3 | 13.9 | 15.2 | 9 | 13 | 9 | 13 | 1 | [5 empty] | 1 | 1 | 1 | 1 | 1 | 0 | 0 | 1 | 1 | 0 | 0 | 0 | 1 | 1
2000-02-21 | 52 | 5279.3333 | 6.0305 | #N/A | 22.5744 | 1.3536 | 4.7633 | 277.9133 | #N/A | 136.136 | 14.3319 | 287.4819 | 12.9709 | 286.1209 | 12.8821 | 6.731 | 6.731 | 13.2508 | 12.1 | 14.5 | 13.7 | 14.3 | 13.9 | 15.2 | 9 | 13 | 9 | 13 | 1 | [5 empty] | 1 | 1 | 1 | 1 | 1 | 0 | 0 | 1 | 1 | 0 | 0 | 0 | 1 | 1
2000-02-22 | 53 | 5279.3333 | 6.0164 | #N/A | 22.6273 | 1.3546 | 4.8578 | 278.0078 | #N/A | 136.136 | 14.3473 | 287.4973 | 12.9949 | 286.1449 | 12.9043 | 6.8554 | 6.8554 | 13.2796 | 12.1 | 14.5 | 13.7 | 14.3 | 13.9 | 15.2 | 9 | 13 | 9 | 13 | 1 | [5 empty] | 1 | 1 | 1 | 1 | 1 | 0 | 0 | 1 | 1 | 0 | 0 | 0 | 1 | 1
2000-02-23 | 54 | 5279.3333 | 6.0024 | #N/A | 22.6802 | 1.3556 | 4.9534 | 278.1034 | #N/A | 136.136 | 14.3634 | 287.5134 | 13.0195 | 286.1695 | 12.9263 | 6.9811 | 6.9811 | 13.3091 | 12.1 | 14.5 | 13.7 | 14.3 | 13.9 | 15.2 | 9 | 13 | 9 | 13 | 1 | [5 empty] | 1 | 1 | 1 | 1 | 1 | 0 | 0 | 1 | 1 | 0 | 0 | 0 | 1 | 1
2000-02-24 | 55 | 5279.3333 | 5.9885 | #N/A | 22.7331 | 1.3567 | 5.0502 | 278.2002 | #N/A | 136.136 | 14.3799 | 287.5299 | 13.0449 | 286.1949 | 12.9489 | 7.1083 | 7.1083 | 13.3394 | 12.1 | 14.5 | 13.7 | 14.3 | 13.9 | 15.2 | 9 | 13 | 9 | 13 | 1 | [5 empty] | 1 | 1 | 1 | 1 | 1 | 0 | 0 | 1 | 1 | 0 | 0 | 0 | 1 | 1
2000-02-25 | 56 | 5279.3333 | 5.9746 | #N/A | 22.786 | 1.3577 | 5.1482 | 278.2982 | #N/A | 136.136 | 14.397 | 287.547 | 13.071 | 286.221 | 12.9722 | 7.2368 | 7.2368 | 13.3704 | 12.1 | 14.5 | 13.7 | 14.3 | 13.9 | 15.2 | 9 | 13 | 9 | 13 | 1 | [5 empty] | 1 | 1 | 1 | 1 | 1 | 0 | 0 | 1 | 1 | 0 | 0 | 0 | 1 | 1
2000-02-26 | 57 | 5279.3333 | 5.9607 | #N/A | 22.8389 | 1.3587 | 5.2473 | 278.3973 | #N/A | 136.136 | 14.4148 | 287.5648 | 13.0977 | 286.2477 | 12.9962 | 7.3667 | 7.3667 | 13.4022 | 12.1 | 14.5 | 13.7 | 14.3 | 13.9 | 15.2 | 9 | 13 | 9 | 13 | 1 | [5 empty] | 1 | 1 | 1 | 1 | 1 | 0 | 0 | 1 | 1 | 0 | 0 | 0 | 1 | 1
2000-02-27 | 58 | 5279.3333 | 5.9469 | #N/A | 22.8917 | 1.3597 | 5.3475 | 278.4975 | #N/A | 136.136 | 14.433 | 287.583 | 13.1252 | 286.2752 | 13.0209 | 7.498 | 7.498 | 13.4348 | 12.1 | 14.5 | 13.7 | 14.3 | 13.9 | 15.2 | 9 | 13 | 9 | 13 | 1 | [5 empty] | 1 | 1 | 1 | 1 | 1 | 0 | 0 | 1 | 1 | 0 | 0 | 0 | 1 | 1
2000-02-28 | 59 | 5279.3333 | 5.9332 | #N/A | 22.9446 | 1.3607 | 5.4489 | 278.5989 | #N/A | 136.136 | 14.4519 | 287.6019 | 13.1534 | 286.3034 | 13.0463 | 7.6307 | 7.6307 | 13.4681 | 12.1 | 14.5 | 13.7 | 14.3 | 13.9 | 15.2 | 9 | 13 | 9 | 13 | 1 | [5 empty] | 1 | 1 | 1 | 1 | 1 | 0 | 0 | 1 | 1 | 0 | 0 | 0 | 1 | 1
2000-02-29 | 60 | 5279.3333 | 5.9196 | #N/A | 22.9975 | 1.3617 | 5.5515 | 278.7015 | #N/A | 136.136 | 14.4714 | 287.6214 | 13.1823 | 286.3323 | 13.0724 | 7.7647 | 7.7647 | 13.5021 | 12.1 | 14.5 | 13.7 | 14.3 | 13.9 | 15.2 | 9 | 13 | 9 | 13 | 1 | [5 empty] | 1 | 1 | 1 | 1 | 1 | 0 | 0 | 1 | 1 | 0 | 0 | 0 | 1 | 1
2000-03-01 | 61 | 5279.3333 | 5.906 | #N/A | 23.0504 | 1.3627 | 5.6552 | 278.8052 | #N/A | 136.136 | 14.4914 | 287.6414 | 13.2119 | 286.3619 | 13.0991 | 7.9001 | 7.9001 | 13.537 | 24.2 | 29 | 27.5 | 28.6 | 27.7 | 31.3 | 9 | 13 | 9 | 13 | [6 empty] | 1 | 1 | 1 | 1 | 0 | 0 | 0 | 1 | 1 | 0 | 0 | 0 | 1 | 1
2000-03-02 | 62 | 5279.3333 | 5.8925 | #N/A | 23.1033 | 1.3637 | 5.7601 | 278.9101 | #N/A | 136.136 | 14.5121 | 287.6621 | 13.2423 | 286.3923 | 13.1266 | 8.0368 | 8.0368 | 13.5726 | 24.2 | 29 | 27.5 | 28.6 | 27.7 | 31.3 | 9 | 13 | 9 | 13 | [6 empty] | 1 | 1 | 1 | 1 | 0 | 0 | 0 | 1 | 1 | 0 | 0 | 0 | 1 | 1
2000-03-03 | 63 | 5279.3333 | 5.879 | #N/A | 23.1562 | 1.3647 | 5.8661 | 279.0161 | #N/A | 136.136 | 14.5334 | 287.6834 | 13.2734 | 286.4234 | 13.1548 | 8.1749 | 8.1749 | 13.609 | 24.2 | 29 | 27.5 | 28.6 | 27.7 | 31.3 | 9 | 13 | 9 | 13 | [6 empty] | 1 | 1 | 1 | 1 | 0 | 0 | 0 | 1 | 1 | 0 | 0 | 0 | 1 | 1
2000-03-04 | 64 | 5279.3333 | 5.8656 | #N/A | 23.2091 | 1.3657 | 5.9733 | 279.1233 | #N/A | 136.136 | 14.5552 | 287.7052 | 13.3053 | 286.4553 | 13.1837 | 8.3143 | 8.3143 | 13.6462 | 24.2 | 29 | 27.5 | 28.6 | 27.7 | 31.3 | 9 | 13 | 9 | 13 | [6 empty] | 1 | 1 | 1 | 1 | 0 | 0 | 0 | 1 | 1 | 0 | 0 | 0 | 1 | 1
2000-03-05 | 65 | 5279.3333 | 5.8523 | #N/A | 23.262 | 1.3666 | 6.0817 | 279.2317 | #N/A | 136.136 | 14.5778 | 287.7278 | 13.3379 | 286.4879 | 13.2134 | 8.4551 | 8.4551 | 13.6842 | 24.2 | 29 | 27.5 | 28.6 | 27.7 | 31.3 | 9 | 13 | 9 | 13 | [6 empty] | 1 | 1 | 1 | 1 | 0 | 0 | 0 | 1 | 1 | 0 | 0 | 0 | 1 | 1
2000-03-06 | 66 | 5279.3333 | 5.839 | #N/A | 23.3149 | 1.3676 | 6.1912 | 279.3412 | #N/A | 136.136 | 14.6009 | 287.7509 | 13.3712 | 286.5212 | 13.2438 | 8.5972 | 8.5972 | 13.723 | 24.2 | 29 | 27.5 | 28.6 | 27.7 | 31.3 | 9 | 13 | 9 | 13 | [6 empty] | 1 | 1 | 1 | 1 | 0 | 0 | 0 | 1 | 1 | 0 | 0 | 0 | 1 | 1
2000-03-07 | 67 | 5279.3333 | 5.8258 | #N/A | 23.3677 | 1.3686 | 6.3019 | 279.4519 | #N/A | 136.136 | 14.6247 | 287.7747 | 13.4054 | 286.5554 | 13.2749 | 8.7406 | 8.7406 | 13.7626 | 24.2 | 29 | 27.5 | 28.6 | 27.7 | 31.3 | 9 | 13 | 9 | 13 | [6 empty] | 1 | 1 | 1 | 1 | 0 | 0 | 0 | 1 | 1 | 0 | 0 | 0 | 1 | 1
2000-03-08 | 68 | 5279.3333 | 5.8127 | #N/A | 23.4206 | 1.3696 | 6.4138 | 279.5638 | #N/A | 136.136 | 14.6491 | 287.7991 | 13.4403 | 286.5903 | 13.3068 | 8.8853 | 8.8853 | 13.803 | 24.2 | 29 | 27.5 | 28.6 | 27.7 | 31.3 | 9 | 13 | 9 | 13 | [6 empty] | 1 | 1 | 1 | 1 | 0 | 0 | 0 | 1 | 1 | 0 | 0 | 0 | 1 | 1
2000-03-09 | 69 | 5279.3333 | 5.7996 | #N/A | 23.4735 | 1.3706 | 6.5268 | 279.6768 | #N/A | 136.136 | 14.6741 | 287.8241 | 13.4759 | 286.6259 | 13.3394 | 9.0313 | 9.0313 | 13.8443 | 24.2 | 29 | 27.5 | 28.6 | 27.7 | 31.3 | 9 | 13 | 9 | 13 | [6 empty] | 1 | 1 | 1 | 1 | 0 | 0 | 0 | 1 | 1 | 0 | 0 | 0 | 1 | 1
2000-03-10 | 70 | 5279.3333 | 5.7865 | #N/A | 23.5264 | 1.3716 | 6.641 | 279.791 | #N/A | 136.136 | 14.6998 | 287.8498 | 13.5124 | 286.6624 | 13.3728 | 9.1786 | 9.1786 | 13.8863 | 24.2 | 29 | 27.5 | 28.6 | 27.7 | 31.3 | 9 | 13 | 9 | 13 | [6 empty] | 1 | 1 | 1 | 1 | 0 | 0 | 0 | 1 | 1 | 0 | 0 | 0 | 1 | 1
2000-03-11 | 71 | 5279.3333 | 5.7735 | #N/A | 23.5793 | 1.3725 | 6.7563 | 279.9063 | #N/A | 136.136 | 14.7262 | 287.8762 | 13.5496 | 286.6996 | 13.4069 | 9.3271 | 9.3271 | 13.9291 | 24.2 | 29 | 27.5 | 28.6 | 27.7 | 31.3 | 9 | 13 | 9 | 13 | [6 empty] | 1 | 1 | 1 | 1 | 0 | 0 | 0 | 1 | 1 | 0 | 0 | 0 | 1 | 1
2000-03-12 | 72 | 5279.3333 | 5.7606 | #N/A | 23.6322 | 1.3735 | 6.8728 | 280.0228 | #N/A | 136.136 | 14.7532 | 287.9032 | 13.5876 | 286.7376 | 13.4418 | 9.4769 | 9.4769 | 13.9728 | 24.2 | 29 | 27.5 | 28.6 | 27.7 | 31.3 | 9 | 13 | 9 | 13 | [6 empty] | 1 | 1 | 1 | 1 | 0 | 0 | 0 | 1 | 1 | 0 | 0 | 0 | 1 | 1
2000-03-13 | 73 | 5279.3333 | 5.7478 | #N/A | 23.6851 | 1.3745 | 6.9905 | 280.1405 | #N/A | 136.136 | 14.7809 | 287.9309 | 13.6264 | 286.7764 | 13.4775 | 9.628 | 9.628 | 14.0173 | 24.2 | 29 | 27.5 | 28.6 | 27.7 | 31.3 | 9 | 13 | 9 | 13 | [6 empty] | 1 | 1 | 1 | 1 | 0 | 0 | 0 | 1 | 1 | 0 | 0 | 0 | 1 | 1
2000-03-14 | 74 | 5279.3333 | 5.7349 | #N/A | 23.738 | 1.3754 | 7.1093 | 280.2593 | #N/A | 136.136 | 14.8093 | 287.9593 | 13.666 | 286.816 | 13.5139 | 9.7802 | 9.7802 | 14.0626 | 24.2 | 29 | 27.5 | 28.6 | 27.7 | 31.3 | 9 | 13 | 9 | 13 | [6 empty] | 1 | 1 | 1 | 1 | 0 | 0 | 0 | 1 | 1 | 0 | 0 | 0 | 1 | 1
2000-03-15 | 75 | 5279.3333 | 5.7222 | 23.7909 | 23.7909 | 1.3764 | 7.2293 | 280.3793 | 136.136 | 136.136 | 14.8383 | 287.9883 | 13.7064 | 286.8564 | 13.5512 | 9.9337 | 9.9337 | 14.1087 | 24.2 | 29 | 27.5 | 28.6 | 27.7 | 31.3 | 9 | 13 | 9 | 13 | [6 empty] | 1 | 1 | 1 | 1 | 0 | 0 | 0 | 1 | 1 | 0 | 0 | 0 | 1 | 1
2000-03-16 | 76 | 5279.3333 | 5.5281 | #N/A | 24.6263 | 1.3914 | 7.3455 | 280.4955 | #N/A | 136.136 | 14.8681 | 288.0181 | 13.7157 | 286.8657 | 13.5892 | 10.0788 | 10.0788 | 14.1344 | 24.2 | 29 | 27.5 | 28.6 | 27.7 | 31.3 | 9 | 13 | 9 | 13 | [6 empty] | 1 | 1 | 1 | 1 | 0 | 0 | 0 | 1 | 1 | 0 | 0 | 0 | 1 | 1
2000-03-17 | 77 | 5279.3333 | 5.3467 | #N/A | 25.4617 | 1.4059 | 7.4628 | 280.6128 | #N/A | 136.136 | 14.8985 | 288.0485 | 13.7269 | 286.8769 | 13.6234 | 10.2246 | 10.2246 | 14.162 | 24.2 | 29 | 27.5 | 28.6 | 27.7 | 31.3 | 9 | 13 | 9 | 13 | [6 empty] | 1 | 1 | 1 | 1 | 0 | 0 | 0 | 1 | 1 | 0 | 0 | 0 | 1 | 1
2000-03-18 | 78 | 5279.3333 | 5.1768 | #N/A | 26.2971 | 1.4199 | 7.5811 | 280.7311 | #N/A | 136.136 | 14.9296 | 288.0796 | 13.7399 | 286.8899 | 13.6541 | 10.3713 | 10.3713 | 14.1916 | 24.2 | 29 | 27.5 | 28.6 | 27.7 | 31.3 | 9 | 13 | 9 | 13 | [6 empty] | 1 | 1 | 1 | 1 | 0 | 0 | 0 | 1 | 1 | 0 | 0 | 0 | 1 | 1
2000-03-19 | 79 | 5279.3333 | 5.0174 | #N/A | 27.1325 | 1.4335 | 7.7004 | 280.8504 | #N/A | 136.136 | 14.9614 | 288.1114 | 13.7547 | 286.9047 | 13.6813 | 10.5187 | 10.5187 | 14.2231 | 24.2 | 29 | 27.5 | 28.6 | 27.7 | 31.3 | 9 | 13 | 9 | 13 | [6 empty] | 1 | 1 | 1 | 1 | 0 | 0 | 0 | 1 | 1 | 0 | 0 | 0 | 1 | 1
2000-03-20 | 80 | 5279.3333 | 4.8676 | #N/A | 27.9679 | 1.4467 | 7.8208 | 280.9708 | #N/A | 136.136 | 14.9938 | 288.1438 | 13.7714 | 286.9214 | 13.7051 | 10.6667 | 10.6667 | 14.2564 | 24.2 | 29 | 27.5 | 28.6 | 27.7 | 31.3 | 9 | 13 | 9 | 13 | [6 empty] | 1 | 1 | 1 | 1 | 0 | 0 | 0 | 1 | 1 | 0 | 0 | 0 | 1 | 1
2000-03-21 | 81 | 5279.3333 | 4.7264 | #N/A | 28.8034 | 1.4594 | 7.9422 | 281.0922 | #N/A | 136.136 | 15.027 | 288.177 | 13.7898 | 286.9398 | 13.7259 | 10.8155 | 10.8155 | 14.2916 | 24.2 | 29 | 27.5 | 28.6 | 27.7 | 31.3 | 9 | 13 | 9 | 13 | [6 empty] | 1 | 1 | 1 | 1 | 0 | 0 | 0 | 1 | 1 | 0 | 0 | 0 | 1 | 1
2000-03-22 | 82 | 5279.3333 | 4.5932 | #N/A | 29.6388 | 1.4719 | 8.0646 | 281.2146 | #N/A | 136.136 | 15.0609 | 288.2109 | 13.8101 | 286.9601 | 13.7435 | 10.9649 | 10.9649 | 14.3286 | 24.2 | 29 | 27.5 | 28.6 | 27.7 | 31.3 | 9 | 13 | 9 | 13 | [6 empty] | 1 | 1 | 1 | 1 | 0 | 0 | 0 | 1 | 1 | 0 | 0 | 0 | 1 | 1
2000-03-23 | 83 | 5279.3333 | 4.4673 | #N/A | 30.4742 | 1.4839 | 8.188 | 281.338 | #N/A | 136.136 | 15.0956 | 288.2456 | 13.8321 | 286.9821 | 13.7583 | 11.1149 | 11.1149 | 14.3675 | 24.2 | 29 | 27.5 | 28.6 | 27.7 | 31.3 | 9 | 13 | 9 | 13 | [6 empty] | 1 | 1 | 1 | 1 | 0 | 0 | 0 | 1 | 1 | 0 | 0 | 0 | 1 | 1
2000-03-24 | 84 | 5279.3333 | 4.3481 | #N/A | 31.3096 | 1.4957 | 8.3123 | 281.4623 | #N/A | 136.136 | 15.1309 | 288.2809 | 13.8559 | 287.0059 | 13.775 | 11.2656 | 11.2656 | 14.4081 | 24.2 | 29 | 27.5 | 28.6 | 27.7 | 31.3 | 9 | 13 | 9 | 13 | [6 empty] | 1 | 1 | 1 | 1 | 0 | 0 | 0 | 1 | 1 | 0 | 0 | 0 | 1 | 1
2000-03-25 | 85 | 5279.3333 | 4.2351 | #N/A | 32.145 | 1.5071 | 8.4375 | 281.5875 | #N/A | 136.136 | 15.1669 | 288.3169 | 13.8815 | 287.0315 | 13.7934 | 11.4168 | 11.4168 | 14.4506 | 24.2 | 29 | 27.5 | 28.6 | 27.7 | 31.3 | 9 | 13 | 9 | 13 | [6 empty] | 1 | 1 | 1 | 1 | 0 | 0 | 0 | 1 | 1 | 0 | 0 | 0 | 1 | 1
2000-03-26 | 86 | 5279.3333 | 4.1278 | #N/A | 32.9805 | 1.5183 | 8.5637 | 281.7137 | #N/A | 136.136 | 15.2037 | 288.3537 | 13.9088 | 287.0588 | 13.8136 | 11.5685 | 11.5685 | 14.4948 | 24.2 | 29 | 27.5 | 28.6 | 27.7 | 31.3 | 9 | 13 | 9 | 13 | [6 empty] | 1 | 1 | 1 | 1 | 0 | 0 | 0 | 1 | 1 | 0 | 0 | 0 | 1 | 1
2000-03-27 | 87 | 5279.3333 | 4.0258 | #N/A | 33.8159 | 1.5291 | 8.6908 | 281.8408 | #N/A | 136.136 | 15.2411 | 288.3911 | 13.9378 | 287.0878 | 13.8356 | 11.7207 | 11.7207 | 14.5407 | 24.2 | 29 | 27.5 | 28.6 | 27.7 | 31.3 | 9 | 13 | 9 | 13 | [6 empty] | 1 | 1 | 1 | 1 | 0 | 0 | 0 | 1 | 1 | 0 | 0 | 0 | 1 | 1
2000-03-28 | 88 | 5279.3333 | 3.9287 | #N/A | 34.6513 | 1.5397 | 8.8188 | 281.9688 | #N/A | 136.136 | 15.2793 | 288.4293 | 13.9686 | 287.1186 | 13.8594 | 11.8735 | 11.8735 | 14.5883 | 24.2 | 29 | 27.5 | 28.6 | 27.7 | 31.3 | 9 | 13 | 9 | 13 | [6 empty] | 1 | 1 | 1 | 1 | 0 | 0 | 0 | 1 | 1 | 0 | 0 | 0 | 1 | 1
2000-03-29 | 89 | 5279.3333 | 3.8363 | #N/A | 35.4867 | 1.5501 | 8.9476 | 282.0976 | #N/A | 136.136 | 15.3183 | 288.4683 | 14.001 | 287.151 | 13.885 | 12.0266 | 12.0266 | 14.6377 | 24.2 | 29 | 27.5 | 28.6 | 27.7 | 31.3 | 9 | 13 | 9 | 13 | [6 empty] | 1 | 1 | 1 | 1 | 0 | 0 | 0 | 1 | 1 | 0 | 0 | 0 | 1 | 1
2000-03-30 | 90 | 5279.3333 | 3.748 | #N/A | 36.3221 | 1.5602 | 9.0773 | 282.2273 | #N/A | 136.136 | 15.3579 | 288.5079 | 14.0351 | 287.1851 | 13.9122 | 12.1802 | 12.1802 | 14.6886 | 24.2 | 29 | 27.5 | 28.6 | 27.7 | 31.3 | 9 | 13 | 9 | 13 | [6 empty] | 1 | 1 | 1 | 1 | 0 | 0 | 0 | 1 | 1 | 0 | 0 | 0 | 1 | 1
2000-03-31 | 91 | 5279.3333 | 3.6638 | #N/A | 37.1575 | 1.57 | 9.2078 | 282.3578 | #N/A | 136.136 | 15.3983 | 288.5483 | 14.0709 | 287.2209 | 13.9412 | 12.3341 | 12.3341 | 14.7413 | 24.2 | 29 | 27.5 | 28.6 | 27.7 | 31.3 | 9 | 13 | 9 | 13 | [6 empty] | 1 | 1 | 1 | 1 | 0 | 0 | 0 | 1 | 1 | 0 | 0 | 0 | 1 | 1
2000-04-01 | 92 | 5279.3333 | 3.5832 | #N/A | 37.993 | 1.5797 | 9.3392 | 282.4892 | #N/A | 136.136 | 15.4394 | 288.5894 | 14.1084 | 287.2584 | 13.972 | 12.4884 | 12.4884 | 14.7955 | 24.2 | 29 | 27.5 | 28.6 | 27.7 | 31.3 | 9 | 13 | 18.2 | 23.8 | [6 empty] | 1 | 1 |  |  | 0 | 0 | 0 | 1 | 0 | 0 | 0 | 0 | 1 | 0
2000-04-02 | 93 | 5279.3333 | 3.5061 | #N/A | 38.8284 | 1.5891 | 9.4713 | 282.6213 | #N/A | 136.136 | 15.4813 | 288.6313 | 14.1475 | 287.2975 | 14.0044 | 12.643 | 12.643 | 14.8514 | 24.2 | 29 | 27.5 | 28.6 | 27.7 | 31.3 | 9 | 13 | 18.2 | 23.8 | [6 empty] | 1 | 1 |  |  | 0 | 0 | 0 | 1 | 0 | 0 | 0 | 0 | 1 | 0
2000-04-03 | 94 | 5279.3333 | 3.4322 | #N/A | 39.6638 | 1.5984 | 9.6041 | 282.7541 | #N/A | 136.136 | 15.5238 | 288.6738 | 14.1882 | 287.3382 | 14.0385 | 12.7979 | 12.7979 | 14.9088 | 24.2 | 29 | 27.5 | 28.6 | 27.7 | 31.3 | 9 | 13 | 18.2 | 23.8 | [6 empty] | 1 | 1 |  |  | 0 | 0 | 0 | 1 | 0 | 0 | 0 | 0 | 1 | 0
2000-04-04 | 95 | 5279.3333 | 3.3614 | #N/A | 40.4992 | 1.6074 | 9.7377 | 282.8877 | #N/A | 136.136 | 15.5671 | 288.7171 | 14.2306 | 287.3806 | 14.0743 | 12.953 | 12.953 | 14.9678 | 24.2 | 29 | 27.5 | 28.6 | 27.7 | 31.3 | 9 | 13 | 18.2 | 23.8 | [6 empty] | 1 | 1 |  |  | 0 | 0 | 0 | 1 | 0 | 0 | 0 | 0 | 1 | 0
2000-04-05 | 96 | 5279.3333 | 3.2935 | #N/A | 41.3346 | 1.6163 | 9.8721 | 283.0221 | #N/A | 136.136 | 15.6112 | 288.7612 | 14.2745 | 287.4245 | 14.1117 | 13.1083 | 13.1083 | 15.0282 | 24.2 | 29 | 27.5 | 28.6 | 27.7 | 31.3 | 9 | 13 | 18.2 | 23.8 | [6 empty] | 1 | 1 |  |  | 0 | 0 | 0 | 1 | 0 | 0 | 0 | 0 | 1 | 0
2000-04-06 | 97 | 5279.3333 | 3.2283 | #N/A | 42.1701 | 1.625 | 10.0071 | 283.1571 | #N/A | 136.136 | 15.6559 | 288.8059 | 14.32 | 287.47 | 14.1508 | 13.2637 | 13.2637 | 15.0902 | 24.2 | 29 | 27.5 | 28.6 | 27.7 | 31.3 | 9 | 13 | 18.2 | 23.8 | [6 empty] | 1 | 1 |  |  | 0 | 0 | 0 | 1 | 0 | 0 | 0 | 0 | 1 | 0
2000-04-07 | 98 | 5279.3333 | 3.1656 | #N/A | 43.0055 | 1.6335 | 10.1427 | 283.2927 | #N/A | 136.136 | 15.7014 | 288.8514 | 14.367 | 287.517 | 14.1914 | 13.4193 | 13.4193 | 15.1536 | 24.2 | 29 | 27.5 | 28.6 | 27.7 | 31.3 | 9 | 13 | 18.2 | 23.8 | [6 empty] | 1 | 1 |  |  | 0 | 0 | 0 | 1 | 0 | 0 | 0 | 0 | 1 | 0
2000-04-08 | 99 | 5279.3333 | 3.1052 | #N/A | 43.8409 | 1.6419 | 10.279 | 283.429 | #N/A | 136.136 | 15.7476 | 288.8976 | 14.4155 | 287.5655 | 14.2337 | 13.575 | 13.575 | 15.2184 | 24.2 | 29 | 27.5 | 28.6 | 27.7 | 31.3 | 9 | 13 | 18.2 | 23.8 | [6 empty] | 1 | 1 |  |  | 0 | 0 | 0 | 1 | 0 | 0 | 0 | 0 | 1 | 0
2000-04-09 | 100 | 5279.3333 | 3.0472 | #N/A | 44.6763 | 1.6501 | 10.4159 | 283.5659 | #N/A | 136.136 | 15.7946 | 288.9446 | 14.4656 | 287.6156 | 14.2776 | 13.7307 | 13.7307 | 15.2846 | 24.2 | 29 | 27.5 | 28.6 | 27.7 | 31.3 | 9 | 13 | 18.2 | 23.8 | [6 empty] | 1 | 1 |  |  | 0 | 0 | 0 | 1 | 0 | 0 | 0 | 0 | 1 | 0
2000-04-10 | 101 | 5279.3333 | 2.9912 | #N/A | 45.5117 | 1.6581 | 10.5534 | 283.7034 | #N/A | 136.136 | 15.8423 | 288.9923 | 14.5172 | 287.6672 | 14.323 | 13.8864 | 13.8864 | 15.3522 | 24.2 | 29 | 27.5 | 28.6 | 27.7 | 31.3 | 9 | 13 | 18.2 | 23.8 | [6 empty] | 1 | 1 |  |  | 0 | 0 | 0 | 1 | 0 | 0 | 0 | 0 | 1 | 0
2000-04-11 | 102 | 5279.3333 | 2.9373 | #N/A | 46.3471 | 1.666 | 10.6914 | 283.8414 | #N/A | 136.136 | 15.8907 | 289.0407 | 14.5702 | 287.7202 | 14.37 | 14.0421 | 14.0421 | 15.4212 | 24.2 | 29 | 27.5 | 28.6 | 27.7 | 31.3 | 9 | 13 | 18.2 | 23.8 | [6 empty] | 1 | 1 |  |  | 0 | 0 | 0 | 1 | 0 | 0 | 0 | 0 | 1 | 0
2000-04-12 | 103 | 5279.3333 | 2.8853 | #N/A | 47.1826 | 1.6738 | 10.83 | 283.98 | #N/A | 136.136 | 15.9398 | 289.0898 | 14.6246 | 287.7746 | 14.4186 | 14.1977 | 14.1977 | 15.4914 | 24.2 | 29 | 27.5 | 28.6 | 27.7 | 31.3 | 9 | 13 | 18.2 | 23.8 | [6 empty] | 1 | 1 |  |  | 0 | 0 | 0 | 1 | 0 | 0 | 0 | 0 | 1 | 0
2000-04-13 | 104 | 5279.3333 | 2.8351 | #N/A | 48.018 | 1.6814 | 10.969 | 284.119 | #N/A | 136.136 | 15.9896 | 289.1396 | 14.6805 | 287.8305 | 14.4686 | 14.3533 | 14.3533 | 15.563 | 24.2 | 29 | 27.5 | 28.6 | 27.7 | 31.3 | 9 | 13 | 18.2 | 23.8 | [6 empty] | 1 | 1 |  |  | 0 | 0 | 0 | 1 | 0 | 0 | 0 | 0 | 1 | 0
2000-04-14 | 105 | 5279.3333 | 2.7866 | 48.8534 | 48.8534 | 1.6889 | 11.1085 | 284.2585 | 136.136 | 136.136 | 16.0402 | 289.1902 | 14.7378 | 287.8878 | 14.5201 | 14.5086 | 14.5086 | 15.6357 | 24.2 | 29 | 27.5 | 28.6 | 27.7 | 31.3 | 9 | 13 | 18.2 | 23.8 | [6 empty] | 1 | 1 |  |  | 0 | 0 | 0 | 1 | 0 | 0 | 0 | 0 | 1 | 0
2000-04-15 | 106 | 5279.3333 | 2.6281 | #N/A | 51.7999 | 1.7143 | 11.2342 | 284.3842 | #N/A | 136.136 | 16.0914 | 289.2414 | 14.7527 | 287.9027 | 14.5731 | 14.6317 | 14.6317 | 15.6891 | 24.2 | 29 | 27.5 | 28.6 | 27.7 | 31.3 | 9 | 13 | 18.2 | 23.8 | [6 empty] | 1 | 1 |  |  | 0 | 0 | 0 | 1 | 0 | 0 | 0 | 0 | 1 | 0
2000-04-16 | 107 | 5279.3333 | 2.4867 | #N/A | 54.7464 | 1.7384 | 11.3605 | 284.5105 | #N/A | 136.136 | 16.1434 | 289.2934 | 14.7716 | 287.9216 | 14.6212 | 14.7552 | 14.7552 | 15.7453 | 24.2 | 29 | 27.5 | 28.6 | 27.7 | 31.3 | 9 | 13 | 18.2 | 23.8 | [6 empty] | 1 | 1 |  |  | 0 | 0 | 0 | 1 | 0 | 0 | 0 | 0 | 1 | 0
2000-04-17 | 108 | 5279.3333 | 2.3597 | #N/A | 57.6928 | 1.7611 | 11.4872 | 284.6372 | #N/A | 136.136 | 16.1961 | 289.3461 | 14.7945 | 287.9445 | 14.6649 | 14.879 | 14.879 | 15.804 | 24.2 | 29 | 27.5 | 28.6 | 27.7 | 31.3 | 9 | 13 | 18.2 | 23.8 | [6 empty] | 1 | 1 |  |  | 0 | 0 | 0 | 1 | 0 | 0 | 0 | 0 | 1 | 0
2000-04-18 | 109 | 5279.3333 | 2.245 | #N/A | 60.6393 | 1.7828 | 11.6144 | 284.7644 | #N/A | 136.136 | 16.2494 | 289.3994 | 14.8211 | 287.9711 | 14.7046 | 15.0029 | 15.0029 | 15.8653 | 24.2 | 29 | 27.5 | 28.6 | 27.7 | 31.3 | 9 | 13 | 18.2 | 23.8 | [6 empty] | 1 | 1 |  |  | 0 | 0 | 0 | 1 | 0 | 0 | 0 | 0 | 1 | 0
2000-04-19 | 110 | 5279.3333 | 2.141 | #N/A | 63.5858 | 1.8034 | 11.742 | 284.892 | #N/A | 136.136 | 16.3035 | 289.4535 | 14.8512 | 288.0012 | 14.7404 | 15.127 | 15.127 | 15.9289 | 24.2 | 29 | 27.5 | 28.6 | 27.7 | 31.3 | 9 | 13 | 18.2 | 23.8 | [6 empty] | 1 | 1 |  |  | 0 | 0 | 0 | 1 | 0 | 0 | 0 | 0 | 1 | 0
2000-04-20 | 111 | 5279.3333 | 2.0462 | #N/A | 66.5323 | 1.823 | 11.8698 | 285.0198 | #N/A | 136.136 | 16.3582 | 289.5082 | 14.8848 | 288.0348 | 14.7728 | 15.2511 | 15.2511 | 15.9948 | 24.2 | 29 | 27.5 | 28.6 | 27.7 | 31.3 | 9 | 13 | 18.2 | 23.8 | [6 empty] | 1 | 1 |  |  | 0 | 0 | 0 | 1 | 0 | 0 | 0 | 0 | 1 | 0
2000-04-21 | 112 | 5279.3333 | 1.9594 | #N/A | 69.4788 | 1.8419 | 11.9979 | 285.1479 | #N/A | 136.136 | 16.4137 | 289.5637 | 14.9215 | 288.0715 | 14.802 | 15.3751 | 15.3751 | 16.0627 | 24.2 | 29 | 27.5 | 28.6 | 27.7 | 31.3 | 9 | 13 | 18.2 | 23.8 | [6 empty] | 1 | 1 |  |  | 0 | 0 | 0 | 1 | 0 | 0 | 0 | 0 | 1 | 0
2000-04-22 | 113 | 5279.3333 | 1.8797 | #N/A | 72.4252 | 1.8599 | 12.1262 | 285.2762 | #N/A | 136.136 | 16.4698 | 289.6198 | 14.9614 | 288.1114 | 14.8282 | 15.4991 | 15.4991 | 16.1327 | 24.2 | 29 | 27.5 | 28.6 | 27.7 | 31.3 | 9 | 13 | 18.2 | 23.8 | [6 empty] | 1 | 1 |  |  | 0 | 0 | 0 | 1 | 0 | 0 | 0 | 0 | 1 | 0
2000-04-23 | 114 | 5279.3333 | 1.8062 | #N/A | 75.3717 | 1.8772 | 12.2546 | 285.4046 | #N/A | 136.136 | 16.5265 | 289.6765 | 15.0042 | 288.1542 | 14.858 | 15.6228 | 15.6228 | 16.2045 | 24.2 | 29 | 27.5 | 28.6 | 27.7 | 31.3 | 9 | 13 | 18.2 | 23.8 | [6 empty] | 1 | 1 |  |  | 0 | 0 | 0 | 1 | 0 | 0 | 0 | 0 | 1 | 0
2000-04-24 | 115 | 5279.3333 | 1.7382 | #N/A | 78.3182 | 1.8939 | 12.3831 | 285.5331 | #N/A | 136.136 | 16.5839 | 289.7339 | 15.0498 | 288.1998 | 14.8912 | 15.7464 | 15.7464 | 16.278 | 24.2 | 29 | 27.5 | 28.6 | 27.7 | 31.3 | 9 | 13 | 18.2 | 23.8 | [6 empty] | 1 | 1 |  |  | 0 | 0 | 0 | 1 | 0 | 0 | 0 | 0 | 1 | 0
2000-04-25 | 116 | 5279.3333 | 1.6752 | #N/A | 81.2647 | 1.9099 | 12.5116 | 285.6616 | #N/A | 136.136 | 16.642 | 289.792 | 15.098 | 288.248 | 14.9277 | 15.8696 | 15.8696 | 16.3533 | 24.2 | 29 | 27.5 | 28.6 | 27.7 | 31.3 | 9 | 13 | 18.2 | 23.8 | [6 empty] | 1 | 1 |  |  | 0 | 0 | 0 | 1 | 0 | 0 | 0 | 0 | 1 | 0
2000-04-26 | 117 | 5279.3333 | 1.6166 | #N/A | 84.2112 | 1.9254 | 12.6401 | 285.7901 | #N/A | 136.136 | 16.7007 | 289.8507 | 15.1488 | 288.2988 | 14.9673 | 15.9925 | 15.9925 | 16.43 | 24.2 | 29 | 27.5 | 28.6 | 27.7 | 31.3 | 9 | 13 | 18.2 | 23.8 | [6 empty] | 1 | 1 |  |  | 0 | 0 | 0 | 1 | 0 | 0 | 0 | 0 | 1 | 0
2000-04-27 | 118 | 5279.3333 | 1.562 | #N/A | 87.1576 | 1.9403 | 12.7686 | 285.9186 | #N/A | 136.136 | 16.76 | 289.91 | 15.202 | 288.352 | 15.0098 | 16.1151 | 16.1151 | 16.5083 | 24.2 | 29 | 27.5 | 28.6 | 27.7 | 31.3 | 9 | 13 | 18.2 | 23.8 | [6 empty] | 1 | 1 |  |  | 0 | 0 | 0 | 1 | 0 | 0 | 0 | 0 | 1 | 0
2000-04-28 | 119 | 5279.3333 | 1.5109 | #N/A | 90.1041 | 1.9547 | 12.8969 | 286.0469 | #N/A | 136.136 | 16.8199 | 289.9699 | 15.2575 | 288.4075 | 15.0551 | 16.2372 | 16.2372 | 16.5878 | 24.2 | 29 | 27.5 | 28.6 | 27.7 | 31.3 | 9 | 13 | 18.2 | 23.8 | [6 empty] | 1 | 1 |  |  | 0 | 0 | 0 | 1 | 0 | 0 | 0 | 0 | 1 | 0
2000-04-29 | 120 | 5279.3333 | 1.463 | #N/A | 93.0506 | 1.9687 | 13.0251 | 286.1751 | #N/A | 136.136 | 16.8805 | 290.0305 | 15.3152 | 288.4652 | 15.1031 | 16.3589 | 16.3589 | 16.6687 | 24.2 | 29 | 27.5 | 28.6 | 27.7 | 31.3 | 9 | 13 | 18.2 | 23.8 | [6 empty] | 1 | 1 |  |  | 0 | 0 | 0 | 1 | 0 | 0 | 0 | 0 | 1 | 0
2000-04-30 | 121 | 5279.3333 | 1.4181 | #N/A | 95.9971 | 1.9823 | 13.1532 | 286.3032 | #N/A | 136.136 | 16.9416 | 290.0916 | 15.3749 | 288.5249 | 15.1536 | 16.4801 | 16.4801 | 16.7508 | 24.2 | 29 | 27.5 | 28.6 | 27.7 | 31.3 | 9 | 13 | 18.2 | 23.8 | [6 empty] | 1 | 1 |  |  | 0 | 0 | 0 | 1 | 0 | 0 | 0 | 0 | 1 | 0
2000-05-01 | 122 | 5279.3333 | 1.3759 | #N/A | 98.9436 | 1.9954 | 13.281 | 286.431 | #N/A | 136.136 | 17.0033 | 290.1533 | 15.4366 | 288.5866 | 15.2066 | 16.6008 | 16.6008 | 16.8339 | 24.2 | 29 | 27.5 | 28.6 | 27.7 | 31.3 | 9 | 13 | 18.2 | 23.8 | [6 empty] | 1 | 1 |  |  | 0 | 0 | 0 | 1 | 0 | 0 | 0 | 0 | 1 | 0
2000-05-02 | 123 | 5279.3333 | 1.3361 | #N/A | 101.89 | 2.0081 | 13.4085 | 286.5585 | #N/A | 136.136 | 17.0656 | 290.2156 | 15.5002 | 288.6502 | 15.2619 | 16.7209 | 16.7209 | 16.9181 | 24.2 | 29 | 27.5 | 28.6 | 27.7 | 31.3 | 9 | 13 | 18.2 | 23.8 | [6 empty] | 1 | 1 |  |  | 0 | 0 | 0 | 1 | 0 | 0 | 0 | 0 | 1 | 0
2000-05-03 | 124 | 5279.3333 | 1.2986 | #N/A | 104.8365 | 2.0205 | 13.5358 | 286.6858 | #N/A | 136.136 | 17.1285 | 290.2785 | 15.5655 | 288.7155 | 15.3193 | 16.8404 | 16.8404 | 17.0032 | 24.2 | 29 | 27.5 | 28.6 | 27.7 | 31.3 | 9 | 13 | 18.2 | 23.8 | [6 empty] | 1 | 1 |  |  | 0 | 0 | 0 | 1 | 0 | 0 | 0 | 0 | 1 | 0
2000-05-04 | 125 | 5279.3333 | 1.2631 | #N/A | 107.783 | 2.0326 | 13.6627 | 286.8127 | #N/A | 136.136 | 17.1919 | 290.3419 | 15.6324 | 288.7824 | 15.3788 | 16.9593 | 16.9593 | 17.0891 | 24.2 | 29 | 27.5 | 28.6 | 27.7 | 31.3 | 9 | 13 | 18.2 | 23.8 | [6 empty] | 1 | 1 |  |  | 0 | 0 | 0 | 1 | 0 | 0 | 0 | 0 | 1 | 0
2000-05-05 | 126 | 5279.3333 | 1.2294 | #N/A | 110.7295 | 2.0443 | 13.7892 | 286.9392 | #N/A | 136.136 | 17.2559 | 290.4059 | 15.7009 | 288.8509 | 15.4403 | 17.0776 | 17.0776 | 17.1759 | 24.2 | 29 | 27.5 | 28.6 | 27.7 | 31.3 | 9 | 13 | 18.2 | 23.8 | [6 empty] | 1 | 1 |  |  | 0 | 0 | 0 | 1 | 0 | 0 | 0 | 0 | 1 | 0
2000-05-06 | 127 | 5279.3333 | 1.1976 | #N/A | 113.676 | 2.0557 | 13.9153 | 287.0653 | #N/A | 136.136 | 17.3203 | 290.4703 | 15.7709 | 288.9209 | 15.5037 | 17.1952 | 17.1952 | 17.2634 | 24.2 | 29 | 27.5 | 28.6 | 27.7 | 31.3 | 9 | 13 | 18.2 | 23.8 | [6 empty] | 1 | 1 |  |  | 0 | 0 | 0 | 1 | 0 | 0 | 0 | 0 | 1 | 0
2000-05-07 | 128 | 5279.3333 | 1.1673 | #N/A | 116.6224 | 2.0668 | 14.041 | 287.191 | #N/A | 136.136 | 17.3853 | 290.5353 | 15.8422 | 288.9922 | 15.5688 | 17.3121 | 17.3121 | 17.3515 | 24.2 | 29 | 27.5 | 28.6 | 27.7 | 31.3 | 9 | 13 | 18.2 | 23.8 | [6 empty] | 1 | 1 |  |  | 0 | 0 | 0 | 1 | 0 | 0 | 0 | 0 | 1 | 0
2000-05-08 | 129 | 5279.3333 | 1.1386 | #N/A | 119.5689 | 2.0776 | 14.1662 | 287.3162 | #N/A | 136.136 | 17.4508 | 290.6008 | 15.9149 | 289.0649 | 15.6355 | 17.4283 | 17.4283 | 17.4402 | 24.2 | 29 | 27.5 | 28.6 | 27.7 | 31.3 | 9 | 13 | 18.2 | 23.8 | [6 empty] | 1 | 1 |  |  | 0 | 0 | 0 | 1 | 0 | 0 | 0 | 0 | 1 | 0
2000-05-09 | 130 | 5279.3333 | 1.1112 | #N/A | 122.5154 | 2.0882 | 14.2909 | 287.4409 | #N/A | 136.136 | 17.5167 | 290.6667 | 15.9887 | 289.1387 | 15.7039 | 17.5437 | 17.5437 | 17.5295 | 24.2 | 29 | 27.5 | 28.6 | 27.7 | 31.3 | 9 | 13 | 18.2 | 23.8 | [6 empty] | 1 | 1 |  |  | 0 | 0 | 0 | 1 | 0 | 0 | 0 | 0 | 1 | 0
2000-05-10 | 131 | 5279.3333 | 1.0851 | #N/A | 125.4619 | 2.0985 | 14.4151 | 287.5651 | #N/A | 136.136 | 17.5831 | 290.7331 | 16.0637 | 289.2137 | 15.7737 | 17.6584 | 17.6584 | 17.6192 | 24.2 | 29 | 27.5 | 28.6 | 27.7 | 31.3 | 9 | 13 | 18.2 | 23.8 | [6 empty] | 1 | 1 |  |  | 0 | 0 | 0 | 1 | 0 | 0 | 0 | 0 | 1 | 0
2000-05-11 | 132 | 5279.3333 | 1.0602 | #N/A | 128.4084 | 2.1086 | 14.5387 | 287.6887 | #N/A | 136.136 | 17.65 | 290.8 | 16.1397 | 289.2897 | 15.8448 | 17.7724 | 17.7724 | 17.7094 | 24.2 | 29 | 27.5 | 28.6 | 27.7 | 31.3 | 9 | 13 | 18.2 | 23.8 | [6 empty] | 1 | 1 |  |  | 0 | 0 | 0 | 1 | 0 | 0 | 0 | 0 | 1 | 0
2000-05-12 | 133 | 5279.3333 | 1.0364 | #N/A | 131.3548 | 2.1184 | 14.6617 | 287.8117 | #N/A | 136.136 | 17.7172 | 290.8672 | 16.2168 | 289.3668 | 15.9173 | 17.8855 | 17.8855 | 17.7999 | 24.2 | 29 | 27.5 | 28.6 | 27.7 | 31.3 | 9 | 13 | 18.2 | 23.8 | [6 empty] | 1 | 1 |  |  | 0 | 0 | 0 | 1 | 0 | 0 | 0 | 0 | 1 | 0
2000-05-13 | 134 | 5279.3333 | 1.0137 | #N/A | 134.3013 | 2.1281 | 14.7841 | 287.9341 | #N/A | 136.136 | 17.7849 | 290.9349 | 16.2947 | 289.4447 | 15.991 | 17.9979 | 17.9979 | 17.8907 | 24.2 | 29 | 27.5 | 28.6 | 27.7 | 31.3 | 9 | 13 | 18.2 | 23.8 | [6 empty] | 1 | 1 |  |  | 0 | 0 | 0 | 1 | 0 | 0 | 0 | 0 | 1 | 0
2000-05-14 | 135 | 5279.3333 | 0.9919 | 137.2478 | 137.2478 | 2.1375 | 14.9058 | 288.0558 | 136.136 | 136.136 | 17.8529 | 291.0029 | 16.3734 | 289.5234 | 16.0658 | 18.1094 | 18.1094 | 17.9817 | 24.2 | 29 | 27.5 | 28.6 | 27.7 | 31.3 | 9 | 13 | 18.2 | 23.8 | [6 empty] | 1 | 1 |  |  | 0 | 0 | 0 | 1 | 0 | 0 | 0 | 0 | 1 | 0
2000-05-15 | 136 | 5279.3333 | 0.9675 | #N/A | 140.7096 | 2.1483 | 15.0242 | 288.1742 | #N/A | 136.136 | 17.9214 | 291.0714 | 16.4489 | 289.5989 | 16.1417 | 18.2152 | 18.2152 | 18.0707 | 24.2 | 29 | 27.5 | 28.6 | 27.7 | 31.3 | 9 | 13 | 18.2 | 23.8 | [6 empty] | 1 | 1 |  |  | 0 | 0 | 0 | 1 | 0 | 0 | 0 | 0 | 1 | 0
2000-05-16 | 137 | 5279.3333 | 0.94427 | #N/A | 144.1714 | 2.1589 | 15.1419 | 288.2919 | #N/A | 136.136 | 17.9902 | 291.1402 | 16.5252 | 289.6752 | 16.218 | 18.3203 | 18.3203 | 18.1599 | 24.2 | 29 | 27.5 | 28.6 | 27.7 | 31.3 | 9 | 13 | 18.2 | 23.8 | [6 empty] | 1 | 1 |  |  | 0 | 0 | 0 | 1 | 0 | 0 | 0 | 0 | 1 | 0
2000-05-17 | 138 | 5279.3333 | 0.92212 | #N/A | 147.6332 | 2.1692 | 15.259 | 288.409 | #N/A | 136.136 | 18.0593 | 291.2093 | 16.6024 | 289.7524 | 16.2946 | 18.4246 | 18.4246 | 18.2494 | 24.2 | 29 | 27.5 | 28.6 | 27.7 | 31.3 | 9 | 13 | 18.2 | 23.8 | [6 empty] | 1 | 1 |  |  | 0 | 0 | 0 | 1 | 0 | 0 | 0 | 0 | 1 | 0
2000-05-18 | 139 | 5279.3333 | 0.901 | #N/A | 151.095 | 2.1793 | 15.3753 | 288.5253 | #N/A | 136.136 | 18.1287 | 291.2787 | 16.6803 | 289.8303 | 16.3716 | 18.5282 | 18.5282 | 18.3389 | 24.2 | 29 | 27.5 | 28.6 | 27.7 | 31.3 | 9 | 13 | 18.2 | 23.8 | [6 empty] | 1 | 1 |  |  | 0 | 0 | 0 | 1 | 0 | 0 | 0 | 0 | 1 | 0
2000-05-19 | 140 | 5279.3333 | 0.88082 | #N/A | 154.5568 | 2.1891 | 15.4909 | 288.6409 | #N/A | 136.136 | 18.1984 | 291.3484 | 16.7589 | 289.9089 | 16.4488 | 18.6311 | 18.6311 | 18.4285 | 24.2 | 29 | 27.5 | 28.6 | 27.7 | 31.3 | 9 | 13 | 18.2 | 23.8 | [6 empty] | 1 | 1 |  |  | 0 | 0 | 0 | 1 | 0 | 0 | 0 | 0 | 1 | 0
2000-05-20 | 141 | 5279.3333 | 0.86152 | #N/A | 158.0186 | 2.1987 | 15.6058 | 288.7558 | #N/A | 136.136 | 18.2684 | 291.4184 | 16.8381 | 289.9881 | 16.5262 | 18.7332 | 18.7332 | 18.5181 | 24.2 | 29 | 27.5 | 28.6 | 27.7 | 31.3 | 9 | 13 | 18.2 | 23.8 | [6 empty] | 1 | 1 |  |  | 0 | 0 | 0 | 1 | 0 | 0 | 0 | 0 | 1 | 0
2000-05-21 | 142 | 5279.3333 | 0.84305 | #N/A | 161.4804 | 2.2081 | 15.72 | 288.87 | #N/A | 136.136 | 18.3386 | 291.4886 | 16.9178 | 290.0678 | 16.6039 | 18.8345 | 18.8345 | 18.6077 | 24.2 | 29 | 27.5 | 28.6 | 27.7 | 31.3 | 9 | 13 | 18.2 | 23.8 | [6 empty] | 1 | 1 |  |  | 0 | 0 | 0 | 1 | 0 | 0 | 0 | 0 | 1 | 0
2000-05-22 | 143 | 5279.3333 | 0.82536 | #N/A | 164.9422 | 2.2173 | 15.8333 | 288.9833 | #N/A | 136.136 | 18.409 | 291.559 | 16.998 | 290.148 | 16.6816 | 18.9351 | 18.9351 | 18.6972 | 24.2 | 29 | 27.5 | 28.6 | 27.7 | 31.3 | 9 | 13 | 18.2 | 23.8 | [6 empty] | 1 | 1 |  |  | 0 | 0 | 0 | 1 | 0 | 0 | 0 | 0 | 1 | 0
2000-05-23 | 144 | 5279.3333 | 0.80839 | #N/A | 168.404 | 2.2264 | 15.9459 | 289.0959 | #N/A | 136.136 | 18.4797 | 291.6297 | 17.0786 | 290.2286 | 16.7601 | 19.0348 | 19.0348 | 18.7867 | 24.2 | 29 | 27.5 | 28.6 | 27.7 | 31.3 | 9 | 13 | 18.2 | 23.8 | [6 empty] | 1 | 1 |  |  | 0 | 0 | 0 | 1 | 0 | 0 | 0 | 0 | 1 | 0
2000-05-24 | 145 | 5279.3333 | 0.79211 | #N/A | 171.8658 | 2.2352 | 16.0577 | 289.2077 | #N/A | 136.136 | 18.5505 | 291.7005 | 17.1595 | 290.3095 | 16.8391 | 19.1338 | 19.1338 | 18.876 | 24.2 | 29 | 27.5 | 28.6 | 27.7 | 31.3 | 9 | 13 | 18.2 | 23.8 | [6 empty] | 1 | 1 |  |  | 0 | 0 | 0 | 1 | 0 | 0 | 0 | 0 | 1 | 0
2000-05-25 | 146 | 5279.3333 | 0.77647 | #N/A | 175.3276 | 2.2439 | 16.1686 | 289.3186 | #N/A | 136.136 | 18.6215 | 291.7715 | 17.2407 | 290.3907 | 16.9187 | 19.2319 | 19.2319 | 18.9651 | 24.2 | 29 | 27.5 | 28.6 | 27.7 | 31.3 | 9 | 13 | 18.2 | 23.8 | [6 empty] | 1 | 1 |  |  | 0 | 0 | 0 | 1 | 0 | 0 | 0 | 0 | 1 | 0
2000-05-26 | 147 | 5279.3333 | 0.76143 | #N/A | 178.7894 | 2.2523 | 16.2788 | 289.4288 | #N/A | 136.136 | 18.6926 | 291.8426 | 17.3222 | 290.4722 | 16.9988 | 19.3292 | 19.3292 | 19.054 | 24.2 | 29 | 27.5 | 28.6 | 27.7 | 31.3 | 9 | 13 | 18.2 | 23.8 | [6 empty] | 1 | 1 |  |  | 0 | 0 | 0 | 1 | 0 | 0 | 0 | 0 | 1 | 0
2000-05-27 | 148 | 5279.3333 | 0.74697 | #N/A | 182.2512 | 2.2607 | 16.3881 | 289.5381 | #N/A | 136.136 | 18.7639 | 291.9139 | 17.4039 | 290.5539 | 17.0793 | 19.4258 | 19.4258 | 19.1427 | 24.2 | 29 | 27.5 | 28.6 | 27.7 | 31.3 | 9 | 13 | 18.2 | 23.8 | [6 empty] | 1 | 1 |  |  | 0 | 0 | 0 | 1 | 0 | 0 | 0 | 0 | 1 | 0
2000-05-28 | 149 | 5279.3333 | 0.73305 | #N/A | 185.713 | 2.2688 | 16.4965 | 289.6465 | #N/A | 136.136 | 18.8352 | 291.9852 | 17.4857 | 290.6357 | 17.1601 | 19.5214 | 19.5214 | 19.2312 | 24.2 | 29 | 27.5 | 28.6 | 27.7 | 31.3 | 9 | 13 | 18.2 | 23.8 | [6 empty] | 1 | 1 |  |  | 0 | 0 | 0 | 1 | 0 | 0 | 0 | 0 | 1 | 0
2000-05-29 | 150 | 5279.3333 | 0.71963 | #N/A | 189.1748 | 2.2769 | 16.6041 | 289.7541 | #N/A | 136.136 | 18.9065 | 292.0565 | 17.5676 | 290.7176 | 17.2412 | 19.6163 | 19.6163 | 19.3193 | 24.2 | 29 | 27.5 | 28.6 | 27.7 | 31.3 | 9 | 13 | 18.2 | 23.8 | [6 empty] | 1 | 1 |  |  | 0 | 0 | 0 | 1 | 0 | 0 | 0 | 0 | 1 | 0
2000-05-30 | 151 | 5279.3333 | 0.7067 | #N/A | 192.6366 | 2.2847 | 16.7109 | 289.8609 | #N/A | 136.136 | 18.9779 | 292.1279 | 17.6496 | 290.7996 | 17.3226 | 19.7103 | 19.7103 | 19.407 | 24.2 | 29 | 27.5 | 28.6 | 27.7 | 31.3 | 9 | 13 | 18.2 | 23.8 | [6 empty] | 1 | 1 |  |  | 0 | 0 | 0 | 1 | 0 | 0 | 0 | 0 | 1 | 0
2000-05-31 | 152 | 5279.3333 | 0.69422 | #N/A | 196.0984 | 2.2925 | 16.8168 | 289.9668 | #N/A | 136.136 | 19.0493 | 292.1993 | 17.7316 | 290.8816 | 17.4042 | 19.8035 | 19.8035 | 19.4945 | 24.2 | 29 | 27.5 | 28.6 | 27.7 | 31.3 | 9 | 13 | 18.2 | 23.8 | [6 empty] | 1 | 1 |  |  | 0 | 0 | 0 | 1 | 0 | 0 | 0 | 0 | 1 | 0
2000-06-01 | 153 | 5279.3333 | 0.68218 | #N/A | 199.5602 | 2.3001 | 16.9218 | 290.0718 | #N/A | 136.136 | 19.1207 | 292.2707 | 17.8135 | 290.9635 | 17.4859 | 19.8958 | 19.8958 | 19.5815 | 24.2 | 29 | 27.5 | 28.6 | 27.7 | 31.3 | 17 | 21.2 | 18.2 | 23.8 | [6 empty] | 1 |  |  |  | 0 | 0 | 0 | 1 | 0 | 0 | 0 | 0 | 0 | 0
2000-06-02 | 154 | 5279.3333 | 0.67055 | #N/A | 203.022 | 2.3075 | 17.0259 | 290.1759 | #N/A | 136.136 | 19.192 | 292.342 | 17.8954 | 291.0454 | 17.5677 | 19.9873 | 19.9873 | 19.6681 | 24.2 | 29 | 27.5 | 28.6 | 27.7 | 31.3 | 17 | 21.2 | 18.2 | 23.8 | [6 empty] | 1 |  |  |  | 0 | 0 | 0 | 1 | 0 | 0 | 0 | 0 | 0 | 0
2000-06-03 | 155 | 5279.3333 | 0.65931 | #N/A | 206.4838 | 2.3149 | 17.1291 | 290.2791 | #N/A | 136.136 | 19.2633 | 292.4133 | 17.9771 | 291.1271 | 17.6496 | 20.0779 | 20.0779 | 19.7542 | 24.2 | 29 | 27.5 | 28.6 | 27.7 | 31.3 | 17 | 21.2 | 18.2 | 23.8 | [6 empty] | 1 |  |  |  | 0 | 0 | 0 | 1 | 0 | 0 | 0 | 0 | 0 | 0
2000-06-04 | 156 | 5279.3333 | 0.64843 | #N/A | 209.9456 | 2.3221 | 17.2315 | 290.3815 | #N/A | 136.136 | 19.3344 | 292.4844 | 18.0587 | 291.2087 | 17.7315 | 20.1677 | 20.1677 | 19.8399 | 24.2 | 29 | 27.5 | 28.6 | 27.7 | 31.3 | 17 | 21.2 | 18.2 | 23.8 | [6 empty] | 1 |  |  |  | 0 | 0 | 0 | 1 | 0 | 0 | 0 | 0 | 0 | 0
2000-06-05 | 157 | 5279.3333 | 0.63792 | #N/A | 213.4074 | 2.3292 | 17.3329 | 290.4829 | #N/A | 136.136 | 19.4054 | 292.5554 | 18.1401 | 291.2901 | 17.8134 | 20.2565 | 20.2565 | 19.9251 | 24.2 | 29 | 27.5 | 28.6 | 27.7 | 31.3 | 17 | 21.2 | 18.2 | 23.8 | [6 empty] | 1 |  |  |  | 0 | 0 | 0 | 1 | 0 | 0 | 0 | 0 | 0 | 0
2000-06-06 | 158 | 5279.3333 | 0.62773 | #N/A | 216.8692 | 2.3362 | 17.4334 | 290.5834 | #N/A | 136.136 | 19.4763 | 292.6263 | 18.2212 | 291.3712 | 17.8951 | 20.3445 | 20.3445 | 20.0097 | 24.2 | 29 | 27.5 | 28.6 | 27.7 | 31.3 | 17 | 21.2 | 18.2 | 23.8 | [6 empty] | 1 |  |  |  | 0 | 0 | 0 | 1 | 0 | 0 | 0 | 0 | 0 | 0
2000-06-07 | 159 | 5279.3333 | 0.61787 | #N/A | 220.331 | 2.3431 | 17.533 | 290.683 | #N/A | 136.136 | 19.547 | 292.697 | 18.3021 | 291.4521 | 17.9768 | 20.4316 | 20.4316 | 20.0938 | 24.2 | 29 | 27.5 | 28.6 | 27.7 | 31.3 | 17 | 21.2 | 18.2 | 23.8 | [6 empty] | 1 |  |  |  | 0 | 0 | 0 | 1 | 0 | 0 | 0 | 0 | 0 | 0
2000-06-08 | 160 | 5279.3333 | 0.60831 | #N/A | 223.7928 | 2.3498 | 17.6316 | 290.7816 | #N/A | 136.136 | 19.6175 | 292.7675 | 18.3827 | 291.5327 | 18.0583 | 20.5178 | 20.5178 | 20.1773 | 24.2 | 29 | 27.5 | 28.6 | 27.7 | 31.3 | 17 | 21.2 | 18.2 | 23.8 | [6 empty] | 1 |  |  |  | 0 | 0 | 0 | 1 | 0 | 0 | 0 | 0 | 0 | 0
2000-06-09 | 161 | 5279.3333 | 0.59905 | #N/A | 227.2545 | 2.3565 | 17.7294 | 290.8794 | #N/A | 136.136 | 19.6877 | 292.8377 | 18.463 | 291.613 | 18.1396 | 20.6031 | 20.6031 | 20.2602 | 24.2 | 29 | 27.5 | 28.6 | 27.7 | 31.3 | 17 | 21.2 | 18.2 | 23.8 | [6 empty] | 1 |  |  |  | 0 | 0 | 0 | 1 | 0 | 0 | 0 | 0 | 0 | 0
2000-06-10 | 162 | 5279.3333 | 0.59006 | #N/A | 230.7163 | 2.3631 | 17.8261 | 290.9761 | #N/A | 136.136 | 19.7577 | 292.9077 | 18.5429 | 291.6929 | 18.2207 | 20.6875 | 20.6875 | 20.3424 | 24.2 | 29 | 27.5 | 28.6 | 27.7 | 31.3 | 17 | 21.2 | 18.2 | 23.8 | [6 empty] | 1 |  | 1 |  | 0 | 0 | 0 | 1 | 1 | 0 | 0 | 0 | 0 | 0
2000-06-11 | 163 | 5279.3333 | 0.58134 | #N/A | 234.1781 | 2.3695 | 17.922 | 291.072 | #N/A | 136.136 | 19.8273 | 292.9773 | 18.6224 | 291.7724 | 18.3015 | 20.7709 | 20.7709 | 20.424 | 24.2 | 29 | 27.5 | 28.6 | 27.7 | 31.3 | 17 | 21.2 | 18.2 | 23.8 | [6 empty] | 1 |  | 1 |  | 0 | 0 | 0 | 1 | 1 | 0 | 0 | 0 | 0 | 0
2000-06-12 | 164 | 5279.3333 | 0.57287 | #N/A | 237.6399 | 2.3759 | 18.0168 | 291.1668 | #N/A | 136.136 | 19.8967 | 293.0467 | 18.7015 | 291.8515 | 18.3821 | 20.8534 | 20.8534 | 20.505 | 24.2 | 29 | 27.5 | 28.6 | 27.7 | 31.3 | 17 | 21.2 | 18.2 | 23.8 | [6 empty] | 1 |  | 1 |  | 0 | 0 | 0 | 1 | 1 | 0 | 0 | 0 | 0 | 0
2000-06-13 | 165 | 5279.3333 | 0.56464 | #N/A | 241.1017 | 2.3822 | 18.1107 | 291.2607 | #N/A | 136.136 | 19.9657 | 293.1157 | 18.7801 | 291.9301 | 18.4623 | 20.935 | 20.935 | 20.5852 | 24.2 | 29 | 27.5 | 28.6 | 27.7 | 31.3 | 17 | 21.2 | 18.2 | 23.8 | [6 empty] | 1 |  | 1 |  | 0 | 0 | 0 | 1 | 1 | 0 | 0 | 0 | 0 | 0
2000-06-14 | 166 | 5279.3333 | 0.55665 | 244.5635 | 244.5635 | 2.3884 | 18.2036 | 291.3536 | 136.136 | 136.136 | 20.0343 | 293.1843 | 18.8582 | 292.0082 | 18.5421 | 21.0156 | 21.0156 | 20.6647 | 24.2 | 29 | 27.5 | 28.6 | 27.7 | 31.3 | 17 | 21.2 | 18.2 | 23.8 | [6 empty] | 1 |  | 1 |  | 0 | 0 | 0 | 1 | 1 | 0 | 0 | 0 | 0 | 0
2000-06-15 | 167 | 5279.3333 | 0.56276 | #N/A | 241.9056 | 2.3836 | 18.318 | 291.468 | #N/A | 136.136 | 20.1025 | 293.2525 | 18.9606 | 292.1106 | 18.6216 | 21.1319 | 21.1319 | 20.7612 | 24.2 | 29 | 27.5 | 28.6 | 27.7 | 31.3 | 17 | 21.2 | 18.2 | 23.8 | [6 empty] | 1 |  | 1 |  | 0 | 0 | 0 | 1 | 1 | 0 | 0 | 0 | 0 | 0
2000-06-16 | 168 | 5279.3333 | 0.56902 | #N/A | 239.2477 | 2.3788 | 18.4311 | 291.5811 | #N/A | 136.136 | 20.1702 | 293.3202 | 19.0618 | 292.2118 | 18.7041 | 21.2468 | 21.2468 | 20.8564 | 24.2 | 29 | 27.5 | 28.6 | 27.7 | 31.3 | 17 | 21.2 | 18.2 | 23.8 | [6 empty] | 1 |  | 1 |  | 0 | 0 | 0 | 1 | 1 | 0 | 0 | 0 | 0 | 0
2000-06-17 | 169 | 5279.3333 | 0.57541 | #N/A | 236.5897 | 2.374 | 18.543 | 291.693 | #N/A | 136.136 | 20.2375 | 293.3875 | 19.1619 | 292.3119 | 18.7897 | 21.3604 | 21.3604 | 20.9502 | 24.2 | 29 | 27.5 | 28.6 | 27.7 | 31.3 | 17 | 21.2 | 18.2 | 23.8 | [6 empty] | 1 |  | 1 |  | 0 | 0 | 0 | 1 | 1 | 0 | 0 | 0 | 0 | 0
2000-06-18 | 170 | 5279.3333 | 0.58195 | #N/A | 233.9318 | 2.3691 | 18.6536 | 291.8036 | #N/A | 136.136 | 20.3043 | 293.4543 | 19.2608 | 292.4108 | 18.8781 | 21.4725 | 21.4725 | 21.0427 | 24.2 | 29 | 27.5 | 28.6 | 27.7 | 31.3 | 17 | 21.2 | 18.2 | 23.8 | [6 empty] | 1 |  | 1 |  | 0 | 0 | 0 | 1 | 1 | 0 | 0 | 0 | 0 | 0
2000-06-19 | 171 | 5279.3333 | 0.58864 | #N/A | 231.2738 | 2.3641 | 18.7628 | 291.9128 | #N/A | 136.136 | 20.3705 | 293.5205 | 19.3585 | 292.5085 | 18.9693 | 21.5832 | 21.5832 | 21.1339 | 24.2 | 29 | 27.5 | 28.6 | 27.7 | 31.3 | 17 | 21.2 | 18.2 | 23.8 | [6 empty] | 1 |  | 1 |  | 0 | 0 | 0 | 1 | 1 | 0 | 0 | 0 | 0 | 0
2000-06-20 | 172 | 5279.3333 | 0.59548 | #N/A | 228.6159 | 2.3591 | 18.8707 | 292.0207 | #N/A | 136.136 | 20.4362 | 293.5862 | 19.455 | 292.605 | 19.0631 | 21.6924 | 21.6924 | 21.2236 | 24.2 | 29 | 27.5 | 28.6 | 27.7 | 31.3 | 17 | 21.2 | 18.2 | 23.8 | [6 empty] | 1 | 1 | 1 |  | 0 | 0 | 0 | 1 | 1 | 0 | 0 | 0 | 1 | 0
2000-06-21 | 173 | 5279.3333 | 0.60248 | #N/A | 225.9579 | 2.354 | 18.9771 | 292.1271 | #N/A | 136.136 | 20.5013 | 293.6513 | 19.5502 | 292.7002 | 19.1596 | 21.8001 | 21.8001 | 21.3118 | 24.2 | 29 | 27.5 | 28.6 | 27.7 | 31.3 | 17 | 21.2 | 18.2 | 23.8 | [6 empty] | 1 | 1 | 1 |  | 0 | 0 | 0 | 1 | 1 | 0 | 0 | 0 | 1 | 0
2000-06-22 | 174 | 5279.3333 | 0.60966 | #N/A | 223.3 | 2.3489 | 19.0821 | 292.2321 | #N/A | 136.136 | 20.5658 | 293.7158 | 19.644 | 292.794 | 19.2584 | 21.9062 | 21.9062 | 21.3985 | 24.2 | 29 | 27.5 | 28.6 | 27.7 | 31.3 | 17 | 21.2 | 18.2 | 23.8 | [6 empty] | 1 | 1 | 1 |  | 0 | 0 | 0 | 1 | 1 | 0 | 0 | 0 | 1 | 0
2000-06-23 | 175 | 5279.3333 | 0.617 | #N/A | 220.6421 | 2.3437 | 19.1855 | 292.3355 | #N/A | 136.136 | 20.6296 | 293.7796 | 19.7365 | 292.8865 | 19.356 | 22.0107 | 22.0107 | 21.4838 | 24.2 | 29 | 27.5 | 28.6 | 27.7 | 31.3 | 17 | 21.2 | 18.2 | 23.8 | [6 empty] | 1 | 1 | 1 |  | 0 | 0 | 0 | 1 | 1 | 0 | 0 | 0 | 1 | 0
2000-06-24 | 176 | 5279.3333 | 0.62452 | #N/A | 217.9841 | 2.3384 | 19.2873 | 292.4373 | #N/A | 136.136 | 20.6928 | 293.8428 | 19.8277 | 292.9777 | 19.4524 | 22.1136 | 22.1136 | 21.5674 | 24.2 | 29 | 27.5 | 28.6 | 27.7 | 31.3 | 17 | 21.2 | 18.2 | 23.8 | [6 empty] | 1 | 1 | 1 |  | 0 | 0 | 0 | 1 | 1 | 0 | 0 | 0 | 1 | 0
2000-06-25 | 177 | 5279.3333 | 0.63223 | #N/A | 215.3262 | 2.3331 | 19.3876 | 292.5376 | #N/A | 136.136 | 20.7553 | 293.9053 | 19.9174 | 293.0674 | 19.5475 | 22.2148 | 22.2148 | 21.6495 | 24.2 | 29 | 27.5 | 28.6 | 27.7 | 31.3 | 17 | 21.2 | 18.2 | 23.8 | [6 empty] | 1 | 1 | 1 |  | 0 | 0 | 0 | 1 | 1 | 0 | 0 | 0 | 1 | 0
2000-06-26 | 178 | 5279.3333 | 0.64013 | #N/A | 212.6682 | 2.3277 | 19.4862 | 292.6362 | #N/A | 136.136 | 20.817 | 293.967 | 20.0056 | 293.1556 | 19.6413 | 22.3142 | 22.3142 | 21.7299 | 24.2 | 29 | 27.5 | 28.6 | 27.7 | 31.3 | 17 | 21.2 | 18.2 | 23.8 | [6 empty] | 1 | 1 | 1 |  | 0 | 0 | 0 | 1 | 1 | 0 | 0 | 0 | 1 | 0
2000-06-27 | 179 | 5279.3333 | 0.64823 | #N/A | 210.0103 | 2.3222 | 19.5831 | 292.7331 | #N/A | 136.136 | 20.878 | 294.028 | 20.0924 | 293.2424 | 19.7338 | 22.4119 | 22.4119 | 21.8086 | 24.2 | 29 | 27.5 | 28.6 | 27.7 | 31.3 | 17 | 21.2 | 18.2 | 23.8 | [6 empty] | 1 | 1 | 1 |  | 0 | 0 | 0 | 1 | 1 | 0 | 0 | 0 | 1 | 0
2000-06-28 | 180 | 5279.3333 | 0.65654 | #N/A | 207.3523 | 2.3167 | 19.6783 | 292.8283 | #N/A | 136.136 | 20.9382 | 294.0882 | 20.1776 | 293.3276 | 19.8248 | 22.5078 | 22.5078 | 21.8857 | 24.2 | 29 | 27.5 | 28.6 | 27.7 | 31.3 | 17 | 21.2 | 18.2 | 23.8 | [6 empty] | 1 | 1 | 1 |  | 0 | 0 | 0 | 1 | 1 | 0 | 0 | 0 | 1 | 0
2000-06-29 | 181 | 5279.3333 | 0.66507 | #N/A | 204.6944 | 2.3111 | 19.7717 | 292.9217 | #N/A | 136.136 | 20.9976 | 294.1476 | 20.2613 | 293.4113 | 19.9145 | 22.6018 | 22.6018 | 21.961 | 24.2 | 29 | 27.5 | 28.6 | 27.7 | 31.3 | 17 | 21.2 | 18.2 | 23.8 | [6 empty] | 1 | 1 | 1 |  | 0 | 0 | 0 | 1 | 1 | 0 | 0 | 0 | 1 | 0
2000-06-30 | 182 | 5279.3333 | 0.67382 | #N/A | 202.0365 | 2.3054 | 19.8632 | 293.0132 | #N/A | 136.136 | 21.0562 | 294.2062 | 20.3434 | 293.4934 | 20.0026 | 22.6939 | 22.6939 | 22.0346 | 24.2 | 29 | 27.5 | 28.6 | 27.7 | 31.3 | 17 | 21.2 | 18.2 | 23.8 | [6 empty] | 1 | 1 | 1 |  | 0 | 0 | 0 | 1 | 1 | 0 | 0 | 0 | 1 | 0
2000-07-01 | 183 | 5279.3333 | 0.6828 | #N/A | 199.3785 | 2.2997 | 19.9528 | 293.1028 | #N/A | 136.136 | 21.1138 | 294.2638 | 20.4239 | 293.5739 | 20.0893 | 22.784 | 22.784 | 22.1063 | 24.2 | 29 | 27.5 | 28.6 | 27.7 | 31.3 | 17 | 21.2 | 18.2 | 23.8 | [6 empty] | 1 | 1 | 1 |  | 0 | 0 | 0 | 1 | 1 | 0 | 0 | 0 | 1 | 0
2000-07-02 | 184 | 5279.3333 | 0.69203 | #N/A | 196.7206 | 2.2938 | 20.0405 | 293.1905 | #N/A | 136.136 | 21.1706 | 294.3206 | 20.5027 | 293.6527 | 20.1745 | 22.8722 | 22.8722 | 22.1762 | 24.2 | 29 | 27.5 | 28.6 | 27.7 | 31.3 | 17 | 21.2 | 18.2 | 23.8 | [6 empty] | 1 | 1 | 1 |  | 0 | 0 | 0 | 1 | 1 | 0 | 0 | 0 | 1 | 0
2000-07-03 | 185 | 5279.3333 | 0.70151 | #N/A | 194.0626 | 2.2879 | 20.1262 | 293.2762 | #N/A | 136.136 | 21.2265 | 294.3765 | 20.5799 | 293.7299 | 20.2582 | 22.9583 | 22.9583 | 22.2443 | 24.2 | 29 | 27.5 | 28.6 | 27.7 | 31.3 | 17 | 21.2 | 18.2 | 23.8 | [6 empty] | 1 | 1 | 1 |  | 0 | 0 | 0 | 1 | 1 | 0 | 0 | 0 | 1 | 0
2000-07-04 | 186 | 5279.3333 | 0.71125 | #N/A | 191.4047 | 2.282 | 20.2099 | 293.3599 | #N/A | 136.136 | 21.2814 | 294.4314 | 20.6553 | 293.8053 | 20.3402 | 23.0423 | 23.0423 | 22.3104 | 24.2 | 29 | 27.5 | 28.6 | 27.7 | 31.3 | 17 | 21.2 | 18.2 | 23.8 | [6 empty] | 1 | 1 | 1 |  | 0 | 0 | 0 | 1 | 1 | 0 | 0 | 0 | 1 | 0
2000-07-05 | 187 | 5279.3333 | 0.72126 | #N/A | 188.7468 | 2.2759 | 20.2915 | 293.4415 | #N/A | 136.136 | 21.3354 | 294.4854 | 20.7289 | 293.8789 | 20.4206 | 23.1242 | 23.1242 | 22.3746 | 24.2 | 29 | 27.5 | 28.6 | 27.7 | 31.3 | 17 | 21.2 | 18.2 | 23.8 | [6 empty] | 1 | 1 | 1 |  | 0 | 0 | 0 | 1 | 1 | 0 | 0 | 0 | 1 | 0
2000-07-06 | 188 | 5279.3333 | 0.73156 | #N/A | 186.0888 | 2.2697 | 20.3709 | 293.5209 | #N/A | 136.136 | 21.3883 | 294.5383 | 20.8008 | 293.9508 | 20.4993 | 23.2039 | 23.2039 | 22.4369 | 24.2 | 29 | 27.5 | 28.6 | 27.7 | 31.3 | 17 | 21.2 | 18.2 | 23.8 | [6 empty] | 1 | 1 | 1 |  | 0 | 0 | 0 | 1 | 1 | 0 | 0 | 0 | 1 | 0
2000-07-07 | 189 | 5279.3333 | 0.74217 | #N/A | 183.4309 | 2.2635 | 20.4481 | 293.5981 | #N/A | 136.136 | 21.4403 | 294.5903 | 20.8708 | 294.0208 | 20.5764 | 23.2814 | 23.2814 | 22.4971 | 24.2 | 29 | 27.5 | 28.6 | 27.7 | 31.3 | 17 | 21.2 | 18.2 | 23.8 | [6 empty] | 1 | 1 | 1 |  | 0 | 0 | 0 | 1 | 1 | 0 | 0 | 0 | 1 | 0
2000-07-08 | 190 | 5279.3333 | 0.75308 | #N/A | 180.7729 | 2.2571 | 20.5231 | 293.6731 | #N/A | 136.136 | 21.4912 | 294.6412 | 20.939 | 294.089 | 20.6517 | 23.3566 | 23.3566 | 22.5553 | 24.2 | 29 | 27.5 | 28.6 | 27.7 | 31.3 | 17 | 21.2 | 18.2 | 23.8 | [6 empty] | 1 | 1 | 1 |  | 0 | 0 | 0 | 1 | 1 | 0 | 0 | 0 | 1 | 0
2000-07-09 | 191 | 5279.3333 | 0.76432 | #N/A | 178.115 | 2.2507 | 20.5958 | 293.7458 | #N/A | 136.136 | 21.541 | 294.691 | 21.0053 | 294.1553 | 20.7253 | 23.4295 | 23.4295 | 22.6114 | 24.2 | 29 | 27.5 | 28.6 | 27.7 | 31.3 | 17 | 21.2 | 18.2 | 23.8 | [6 empty] | 1 | 1 | 1 |  | 0 | 0 | 0 | 1 | 1 | 0 | 0 | 0 | 1 | 0
2000-07-10 | 192 | 5279.3333 | 0.77589 | #N/A | 175.457 | 2.2442 | 20.6662 | 293.8162 | #N/A | 136.136 | 21.5897 | 294.7397 | 21.0697 | 294.2197 | 20.7971 | 23.5001 | 23.5001 | 22.6654 | 24.2 | 29 | 27.5 | 28.6 | 27.7 | 31.3 | 17 | 21.2 | 18.2 | 23.8 | [6 empty] | 1 | 1 | 1 |  | 0 | 0 | 0 | 1 | 1 | 0 | 0 | 0 | 1 | 0
2000-07-11 | 193 | 5279.3333 | 0.78783 | #N/A | 172.7991 | 2.2375 | 20.7341 | 293.8841 | #N/A | 136.136 | 21.6373 | 294.7873 | 21.1321 | 294.2821 | 20.8671 | 23.5682 | 23.5682 | 22.7173 | 24.2 | 29 | 27.5 | 28.6 | 27.7 | 31.3 | 17 | 21.2 | 18.2 | 23.8 | [6 empty] | 1 | 1 | 1 |  | 0 | 0 | 0 | 1 | 1 | 0 | 0 | 0 | 1 | 0
2000-07-12 | 194 | 5279.3333 | 0.80014 | #N/A | 170.1412 | 2.2308 | 20.7996 | 293.9496 | #N/A | 136.136 | 21.6838 | 294.8338 | 21.1926 | 294.3426 | 20.9352 | 23.6338 | 23.6338 | 22.7671 | 24.2 | 29 | 27.5 | 28.6 | 27.7 | 31.3 | 17 | 21.2 | 18.2 | 23.8 | [6 empty] | 1 | 1 | 1 |  | 0 | 0 | 0 | 1 | 1 | 0 | 0 | 0 | 1 | 0
2000-07-13 | 195 | 5279.3333 | 0.81283 | #N/A | 167.4832 | 2.224 | 20.8625 | 294.0125 | #N/A | 136.136 | 21.7291 | 294.8791 | 21.2511 | 294.4011 | 21.0015 | 23.697 | 23.697 | 22.8146 | 24.2 | 29 | 27.5 | 28.6 | 27.7 | 31.3 | 17 | 21.2 | 18.2 | 23.8 | [6 empty] | 1 | 1 | 1 |  | 0 | 0 | 0 | 1 | 1 | 0 | 0 | 0 | 1 | 0
2000-07-14 | 196 | 5279.3333 | 0.82594 | 164.8253 | 164.8253 | 2.217 | 20.9229 | 294.0729 | 136.136 | 136.136 | 21.7733 | 294.9233 | 21.3075 | 294.4575 | 21.0658 | 23.7575 | 23.7575 | 22.86 | 24.2 | 29 | 27.5 | 28.6 | 27.7 | 31.3 | 17 | 21.2 | 18.2 | 23.8 | [6 empty] | 1 | 1 | 1 |  | 0 | 0 | 0 | 1 | 1 | 0 | 0 | 0 | 1 | 0
2000-07-15 | 197 | 5279.3333 | 0.83796 | #N/A | 162.4616 | 2.2108 | 20.9793 | 294.1293 | #N/A | 136.136 | 21.8162 | 294.9662 | 21.3609 | 294.5109 | 21.1282 | 23.8133 | 23.8133 | 22.9028 | 24.2 | 29 | 27.5 | 28.6 | 27.7 | 31.3 | 17 | 21.2 | 18.2 | 23.8 | [6 empty] | 1 | 1 | 1 |  | 0 | 0 | 0 | 1 | 1 | 0 | 0 | 0 | 1 | 0
2000-07-16 | 198 | 5279.3333 | 0.85033 | #N/A | 160.098 | 2.2044 | 21.0331 | 294.1831 | #N/A | 136.136 | 21.8579 | 295.0079 | 21.4121 | 294.5621 | 21.1884 | 23.8663 | 23.8663 | 22.9433 | 24.2 | 29 | 27.5 | 28.6 | 27.7 | 31.3 | 17 | 21.2 | 18.2 | 23.8 | [6 empty] | 1 | 1 | 1 |  | 0 | 0 | 0 | 1 | 1 | 0 | 0 | 0 | 1 | 0
2000-07-17 | 199 | 5279.3333 | 0.86307 | #N/A | 157.7343 | 2.1979 | 21.0841 | 294.2341 | #N/A | 136.136 | 21.8984 | 295.0484 | 21.4613 | 294.6113 | 21.2466 | 23.9166 | 23.9166 | 22.9816 | 24.2 | 29 | 27.5 | 28.6 | 27.7 | 31.3 | 17 | 21.2 | 18.2 | 23.8 | [6 empty] | 1 | 1 | 1 |  | 0 | 0 | 0 | 1 | 1 | 0 | 0 | 0 | 1 | 0
2000-07-18 | 200 | 5279.3333 | 0.8762 | #N/A | 155.3707 | 2.1914 | 21.1323 | 294.2823 | #N/A | 136.136 | 21.9376 | 295.0876 | 21.5084 | 294.6584 | 21.3025 | 23.9641 | 23.9641 | 23.0177 | 24.2 | 29 | 27.5 | 28.6 | 27.7 | 31.3 | 17 | 21.2 | 18.2 | 23.8 | [6 empty] | 1 | 1 | 1 |  | 0 | 0 | 0 | 1 | 1 | 0 | 0 | 0 | 1 | 0
2000-07-19 | 201 | 5279.3333 | 0.88974 | #N/A | 153.007 | 2.1847 | 21.1777 | 294.3277 | #N/A | 136.136 | 21.9755 | 295.1255 | 21.5533 | 294.7033 | 21.3563 | 24.0088 | 24.0088 | 23.0515 | 24.2 | 29 | 27.5 | 28.6 | 27.7 | 31.3 | 17 | 21.2 | 18.2 | 23.8 | [6 empty] | 1 | 1 | 1 |  | 0 | 0 | 0 | 1 | 1 | 0 | 0 | 0 | 1 | 0
2000-07-20 | 202 | 5279.3333 | 0.9037 | #N/A | 150.6433 | 2.1779 | 21.2201 | 294.3701 | #N/A | 136.136 | 22.0121 | 295.1621 | 21.5961 | 294.7461 | 21.4078 | 24.0506 | 24.0506 | 23.0829 | 24.2 | 29 | 27.5 | 28.6 | 27.7 | 31.3 | 17 | 21.2 | 18.2 | 23.8 | [6 empty] | 1 | 1 | 1 |  | 0 | 0 | 0 | 1 | 1 | 0 | 0 | 0 | 1 | 0
2000-07-21 | 203 | 5279.3333 | 0.9181 | #N/A | 148.2797 | 2.1711 | 21.2596 | 294.4096 | #N/A | 136.136 | 22.0474 | 295.1974 | 21.6367 | 294.7867 | 21.4571 | 24.0894 | 24.0894 | 23.112 | 24.2 | 29 | 27.5 | 28.6 | 27.7 | 31.3 | 17 | 21.2 | 18.2 | 23.8 | [6 empty] | 1 | 1 | 1 |  | 0 | 0 | 0 | 1 | 1 | 0 | 0 | 0 | 1 | 0
2000-07-22 | 204 | 5279.3333 | 0.93297 | #N/A | 145.916 | 2.1641 | 21.2961 | 294.4461 | #N/A | 136.136 | 22.0814 | 295.2314 | 21.6751 | 294.8251 | 21.5041 | 24.1253 | 24.1253 | 23.1388 | 24.2 | 29 | 27.5 | 28.6 | 27.7 | 31.3 | 17 | 21.2 | 18.2 | 23.8 | [6 empty] | 1 | 1 | 1 |  | 0 | 0 | 0 | 1 | 1 | 0 | 0 | 0 | 1 | 0
2000-07-23 | 205 | 5279.3333 | 0.94834 | #N/A | 143.5524 | 2.157 | 21.3295 | 294.4795 | #N/A | 136.136 | 22.1141 | 295.2641 | 21.7114 | 294.8614 | 21.549 | 24.1581 | 24.1581 | 23.1632 | 24.2 | 29 | 27.5 | 28.6 | 27.7 | 31.3 | 17 | 21.2 | 18.2 | 23.8 | [6 empty] | 1 | 1 | 1 |  | 0 | 0 | 0 | 1 | 1 | 0 | 0 | 0 | 1 | 0
2000-07-24 | 206 | 5279.3333 | 0.96421 | #N/A | 141.1887 | 2.1498 | 21.3597 | 294.5097 | #N/A | 136.136 | 22.1454 | 295.2954 | 21.7454 | 294.8954 | 21.5918 | 24.1878 | 24.1878 | 23.1852 | 24.2 | 29 | 27.5 | 28.6 | 27.7 | 31.3 | 17 | 21.2 | 18.2 | 23.8 | [6 empty] | 1 | 1 | 1 |  | 0 | 0 | 0 | 1 | 1 | 0 | 0 | 0 | 1 | 0
2000-07-25 | 207 | 5279.3333 | 0.98063 | #N/A | 138.8251 | 2.1425 | 21.3868 | 294.5368 | #N/A | 136.136 | 22.1753 | 295.3253 | 21.7772 | 294.9272 | 21.6323 | 24.2144 | 24.2144 | 23.2048 | 24.2 | 29 | 27.5 | 28.6 | 27.7 | 31.3 | 17 | 21.2 | 18.2 | 23.8 | [6 empty] | 1 | 1 | 1 |  | 0 | 0 | 0 | 1 | 1 | 0 | 0 | 0 | 1 | 0
2000-07-26 | 208 | 5279.3333 | 0.99762 | #N/A | 136.4614 | 2.135 | 21.4107 | 294.5607 | #N/A | 136.136 | 22.2038 | 295.3538 | 21.8068 | 294.9568 | 21.6707 | 24.2379 | 24.2379 | 23.222 | 24.2 | 29 | 27.5 | 28.6 | 27.7 | 31.3 | 17 | 21.2 | 18.2 | 23.8 | [6 empty] | 1 | 1 | 1 |  | 0 | 0 | 0 | 1 | 1 | 0 | 0 | 0 | 1 | 0
2000-07-27 | 209 | 5279.3333 | 1.0152 | #N/A | 134.0978 | 2.1274 | 21.4313 | 294.5813 | #N/A | 136.136 | 22.2309 | 295.3809 | 21.8341 | 294.9841 | 21.7069 | 24.258 | 24.258 | 23.2368 | 24.2 | 29 | 27.5 | 28.6 | 27.7 | 31.3 | 17 | 21.2 | 18.2 | 23.8 | [6 empty] | 1 | 1 | 1 |  | 0 | 0 | 0 | 1 | 1 | 0 | 0 | 0 | 1 | 0
2000-07-28 | 210 | 5279.3333 | 1.0334 | #N/A | 131.7341 | 2.1197 | 21.4485 | 294.5985 | #N/A | 136.136 | 22.2566 | 295.4066 | 21.8592 | 295.0092 | 21.7409 | 24.275 | 24.275 | 23.2492 | 24.2 | 29 | 27.5 | 28.6 | 27.7 | 31.3 | 17 | 21.2 | 18.2 | 23.8 | [6 empty] | 1 | 1 | 1 |  | 0 | 0 | 0 | 1 | 1 | 0 | 0 | 0 | 1 | 0
2000-07-29 | 211 | 5279.3333 | 1.0523 | #N/A | 129.3705 | 2.1118 | 21.4624 | 294.6124 | #N/A | 136.136 | 22.2809 | 295.4309 | 21.882 | 295.032 | 21.7727 | 24.2886 | 24.2886 | 23.2591 | 24.2 | 29 | 27.5 | 28.6 | 27.7 | 31.3 | 17 | 21.2 | 18.2 | 23.8 | [6 empty] | 1 | 1 | 1 |  | 0 | 0 | 0 | 1 | 1 | 0 | 0 | 0 | 1 | 0
2000-07-30 | 212 | 5279.3333 | 1.0719 | #N/A | 127.0068 | 2.1038 | 21.4728 | 294.6228 | #N/A | 136.136 | 22.3037 | 295.4537 | 21.9026 | 295.0526 | 21.8023 | 24.2988 | 24.2988 | 23.2666 | 24.2 | 29 | 27.5 | 28.6 | 27.7 | 31.3 | 17 | 21.2 | 18.2 | 23.8 | [6 empty] | 1 | 1 | 1 |  | 0 | 0 | 0 | 1 | 1 | 0 | 0 | 0 | 1 | 0
2000-07-31 | 213 | 5279.3333 | 1.0922 | #N/A | 124.6431 | 2.0957 | 21.4797 | 294.6297 | #N/A | 136.136 | 22.3251 | 295.4751 | 21.921 | 295.071 | 21.8296 | 24.3056 | 24.3056 | 23.2717 | 24.2 | 29 | 27.5 | 28.6 | 27.7 | 31.3 | 17 | 21.2 | 18.2 | 23.8 | [6 empty] | 1 | 1 | 1 |  | 0 | 0 | 0 | 1 | 1 | 0 | 0 | 0 | 1 | 0
2000-08-01 | 214 | 5279.3333 | 1.1133 | #N/A | 122.2795 | 2.0874 | 21.4831 | 294.6331 | #N/A | 136.136 | 22.345 | 295.495 | 21.9372 | 295.0872 | 21.8547 | 24.309 | 24.309 | 23.2743 | 24.2 | 29 | 27.5 | 28.6 | 27.7 | 31.3 | 17 | 21.2 | 18.2 | 23.8 | [6 empty] | 1 | 1 | 1 |  | 0 | 0 | 0 | 1 | 1 | 0 | 0 | 0 | 1 | 0
2000-08-02 | 215 | 5279.3333 | 1.1353 | #N/A | 119.9158 | 2.0789 | 21.4829 | 294.6329 | #N/A | 136.136 | 22.3635 | 295.5135 | 21.9511 | 295.1011 | 21.8776 | 24.3089 | 24.3089 | 23.2746 | 24.2 | 29 | 27.5 | 28.6 | 27.7 | 31.3 | 17 | 21.2 | 18.2 | 23.8 | [6 empty] | 1 | 1 | 1 |  | 0 | 0 | 0 | 1 | 1 | 0 | 0 | 0 | 1 | 0
2000-08-03 | 216 | 5279.3333 | 1.1581 | #N/A | 117.5522 | 2.0702 | 21.4791 | 294.6291 | #N/A | 136.136 | 22.3805 | 295.5305 | 21.9628 | 295.1128 | 21.8982 | 24.3052 | 24.3052 | 23.2723 | 24.2 | 29 | 27.5 | 28.6 | 27.7 | 31.3 | 17 | 21.2 | 18.2 | 23.8 | [6 empty] | 1 | 1 | 1 |  | 0 | 0 | 0 | 1 | 1 | 0 | 0 | 0 | 1 | 0
2000-08-04 | 217 | 5279.3333 | 1.1819 | #N/A | 115.1885 | 2.0614 | 21.4716 | 294.6216 | #N/A | 136.136 | 22.396 | 295.546 | 21.9723 | 295.1223 | 21.9166 | 24.298 | 24.298 | 23.2677 | 24.2 | 29 | 27.5 | 28.6 | 27.7 | 31.3 | 17 | 21.2 | 18.2 | 23.8 | [6 empty] | 1 | 1 | 1 |  | 0 | 0 | 0 | 1 | 1 | 0 | 0 | 0 | 1 | 0
2000-08-05 | 218 | 5279.3333 | 1.2066 | #N/A | 112.8249 | 2.0524 | 21.4604 | 294.6104 | #N/A | 136.136 | 22.41 | 295.56 | 21.9797 | 295.1297 | 21.9327 | 24.2872 | 24.2872 | 23.2607 | 24.2 | 29 | 27.5 | 28.6 | 27.7 | 31.3 | 17 | 21.2 | 18.2 | 23.8 | [6 empty] | 1 | 1 | 1 |  | 0 | 0 | 0 | 1 | 1 | 0 | 0 | 0 | 1 | 0
2000-08-06 | 219 | 5279.3333 | 1.2324 | #N/A | 110.4612 | 2.0432 | 21.4455 | 294.5955 | #N/A | 136.136 | 22.4225 | 295.5725 | 21.9849 | 295.1349 | 21.9467 | 24.2727 | 24.2727 | 23.2513 | 24.2 | 29 | 27.5 | 28.6 | 27.7 | 31.3 | 17 | 21.2 | 18.2 | 23.8 | [6 empty] | 1 | 1 | 1 |  | 0 | 0 | 0 | 1 | 1 | 0 | 0 | 0 | 1 | 0
2000-08-07 | 220 | 5279.3333 | 1.2594 | #N/A | 108.0976 | 2.0338 | 21.4267 | 294.5767 | #N/A | 136.136 | 22.4336 | 295.5836 | 21.9879 | 295.1379 | 21.9584 | 24.2545 | 24.2545 | 23.2395 | 24.2 | 29 | 27.5 | 28.6 | 27.7 | 31.3 | 17 | 21.2 | 18.2 | 23.8 | [6 empty] | 1 | 1 | 1 |  | 0 | 0 | 0 | 1 | 1 | 0 | 0 | 0 | 1 | 0
2000-08-08 | 221 | 5279.3333 | 1.2875 | #N/A | 105.7339 | 2.0242 | 21.4041 | 294.5541 | #N/A | 136.136 | 22.4431 | 295.5931 | 21.9889 | 295.1389 | 21.968 | 24.2327 | 24.2327 | 23.2254 | 24.2 | 29 | 27.5 | 28.6 | 27.7 | 31.3 | 17 | 21.2 | 18.2 | 23.8 | [6 empty] | 1 | 1 | 1 |  | 0 | 0 | 0 | 1 | 1 | 0 | 0 | 0 | 1 | 0
2000-08-09 | 222 | 5279.3333 | 1.317 | #N/A | 103.3702 | 2.0144 | 21.3777 | 294.5277 | #N/A | 136.136 | 22.4511 | 295.6011 | 21.9878 | 295.1378 | 21.9754 | 24.2071 | 24.2071 | 23.209 | 24.2 | 29 | 27.5 | 28.6 | 27.7 | 31.3 | 17 | 21.2 | 18.2 | 23.8 | [6 empty] | 1 | 1 | 1 |  | 0 | 0 | 0 | 1 | 1 | 0 | 0 | 0 | 1 | 0
2000-08-10 | 223 | 5279.3333 | 1.3478 | #N/A | 101.0066 | 2.0043 | 21.3474 | 294.4974 | #N/A | 136.136 | 22.4576 | 295.6076 | 21.9847 | 295.1347 | 21.9806 | 24.1777 | 24.1777 | 23.1903 | 24.2 | 29 | 27.5 | 28.6 | 27.7 | 31.3 | 17 | 21.2 | 18.2 | 23.8 | [6 empty] | 1 | 1 | 1 |  | 0 | 0 | 0 | 1 | 1 | 0 | 0 | 0 | 1 | 0
2000-08-11 | 224 | 5279.3333 | 1.3801 | #N/A | 98.6429 | 1.9941 | 21.3131 | 294.4631 | #N/A | 136.136 | 22.4626 | 295.6126 | 21.9797 | 295.1297 | 21.9838 | 24.1445 | 24.1445 | 23.1693 | 24.2 | 29 | 27.5 | 28.6 | 27.7 | 31.3 | 17 | 21.2 | 18.2 | 23.8 | [6 empty] | 1 | 1 | 1 |  | 0 | 0 | 0 | 1 | 1 | 0 | 0 | 0 | 1 | 0
2000-08-12 | 225 | 5279.3333 | 1.414 | #N/A | 96.2793 | 1.9835 | 21.2749 | 294.4249 | #N/A | 136.136 | 22.4661 | 295.6161 | 21.9726 | 295.1226 | 21.9848 | 24.1076 | 24.1076 | 23.1461 | 24.2 | 29 | 27.5 | 28.6 | 27.7 | 31.3 | 17 | 21.2 | 18.2 | 23.8 | [6 empty] | 1 | 1 | 1 |  | 0 | 0 | 0 | 1 | 1 | 0 | 0 | 0 | 1 | 0
2000-08-13 | 226 | 5279.3333 | 1.4496 | #N/A | 93.9156 | 1.9727 | 21.2326 | 294.3826 | #N/A | 136.136 | 22.4681 | 295.6181 | 21.9637 | 295.1137 | 21.9838 | 24.0667 | 24.0667 | 23.1207 | 24.2 | 29 | 27.5 | 28.6 | 27.7 | 31.3 | 17 | 21.2 | 18.2 | 23.8 | [6 empty] | 1 | 1 | 1 |  | 0 | 0 | 0 | 1 | 1 | 0 | 0 | 0 | 1 | 0
2000-08-14 | 227 | 5279.3333 | 1.487 | 91.552 | 91.552 | 1.9617 | 21.1864 | 294.3364 | 136.136 | 136.136 | 22.4686 | 295.6186 | 21.953 | 295.103 | 21.9808 | 24.0221 | 24.0221 | 23.0932 | 24.2 | 29 | 27.5 | 28.6 | 27.7 | 31.3 | 17 | 21.2 | 18.2 | 23.8 | [6 empty] | 1 | 1 | 1 |  | 0 | 0 | 0 | 1 | 1 | 0 | 0 | 0 | 1 | 0
2000-08-15 | 228 | 5279.3333 | 1.5102 | #N/A | 90.1414 | 1.9549 | 21.1315 | 294.2815 | #N/A | 136.136 | 22.4676 | 295.6176 | 21.9353 | 295.0853 | 21.9758 | 23.9645 | 23.9645 | 23.0639 | 24.2 | 29 | 27.5 | 28.6 | 27.7 | 31.3 | 17 | 21.2 | 18.2 | 23.8 | [6 empty] | 1 | 1 | 1 |  | 0 | 0 | 0 | 1 | 1 | 0 | 0 | 0 | 1 | 0
2000-08-16 | 229 | 5279.3333 | 1.5343 | #N/A | 88.7308 | 1.9481 | 21.0726 | 294.2226 | #N/A | 136.136 | 22.465 | 295.615 | 21.9156 | 295.0656 | 21.9681 | 23.9028 | 23.9028 | 23.0324 | 24.2 | 29 | 27.5 | 28.6 | 27.7 | 31.3 | 17 | 21.2 | 18.2 | 23.8 | [6 empty] | 1 | 1 | 1 |  | 0 | 0 | 0 | 1 | 1 | 0 | 0 | 0 | 1 | 0
2000-08-17 | 230 | 5279.3333 | 1.559 | #N/A | 87.3203 | 1.9411 | 21.0097 | 294.1597 | #N/A | 136.136 | 22.4609 | 295.6109 | 21.8938 | 295.0438 | 21.9578 | 23.8372 | 23.8372 | 22.9987 | 24.2 | 29 | 27.5 | 28.6 | 27.7 | 31.3 | 17 | 21.2 | 18.2 | 23.8 | [6 empty] | 1 | 1 | 1 |  | 0 | 0 | 0 | 1 | 1 | 0 | 0 | 0 | 1 | 0
2000-08-18 | 231 | 5279.3333 | 1.5846 | #N/A | 85.9097 | 1.934 | 20.9426 | 294.0926 | #N/A | 136.136 | 22.4554 | 295.6054 | 21.8701 | 295.0201 | 21.9448 | 23.7675 | 23.7675 | 22.963 | 24.2 | 29 | 27.5 | 28.6 | 27.7 | 31.3 | 17 | 21.2 | 18.2 | 23.8 | [6 empty] | 1 | 1 | 1 |  | 0 | 0 | 0 | 1 | 1 | 0 | 0 | 0 | 1 | 0
2000-08-19 | 232 | 5279.3333 | 1.6111 | #N/A | 84.4991 | 1.9269 | 20.8714 | 294.0214 | #N/A | 136.136 | 22.4483 | 295.5983 | 21.8444 | 294.9944 | 21.9292 | 23.6937 | 23.6937 | 22.9253 | 24.2 | 29 | 27.5 | 28.6 | 27.7 | 31.3 | 17 | 21.2 | 18.2 | 23.8 | [6 empty] | 1 | 1 | 1 |  | 0 | 0 | 0 | 1 | 1 | 0 | 0 | 0 | 1 | 0
2000-08-20 | 233 | 5279.3333 | 1.6384 | #N/A | 83.0886 | 1.9195 | 20.7962 | 293.9462 | #N/A | 136.136 | 22.4398 | 295.5898 | 21.8168 | 294.9668 | 21.9109 | 23.6158 | 23.6158 | 22.8855 | 24.2 | 29 | 27.5 | 28.6 | 27.7 | 31.3 | 17 | 21.2 | 18.2 | 23.8 | [6 empty] | 1 | 1 | 1 |  | 0 | 0 | 0 | 1 | 1 | 0 | 0 | 0 | 1 | 0
2000-08-21 | 234 | 5279.3333 | 1.6667 | #N/A | 81.678 | 1.9121 | 20.7168 | 293.8668 | #N/A | 136.136 | 22.4297 | 295.5797 | 21.7874 | 294.9374 | 21.8899 | 23.5339 | 23.5339 | 22.8438 | 24.2 | 29 | 27.5 | 28.6 | 27.7 | 31.3 | 17 | 21.2 | 18.2 | 23.8 | [6 empty] | 1 | 1 | 1 |  | 0 | 0 | 0 | 1 | 1 | 0 | 0 | 0 | 1 | 0
2000-08-22 | 235 | 5279.3333 | 1.696 | #N/A | 80.2675 | 1.9045 | 20.6333 | 293.7833 | #N/A | 136.136 | 22.4182 | 295.5682 | 21.7561 | 294.9061 | 21.8662 | 23.4479 | 23.4479 | 22.8001 | 24.2 | 29 | 27.5 | 28.6 | 27.7 | 31.3 | 17 | 21.2 | 18.2 | 23.8 | [6 empty] | 1 | 1 | 1 |  | 0 | 0 | 0 | 1 | 1 | 0 | 0 | 0 | 1 | 0
2000-08-23 | 236 | 5279.3333 | 1.7264 | #N/A | 78.8569 | 1.8968 | 20.5456 | 293.6956 | #N/A | 136.136 | 22.4052 | 295.5552 | 21.7231 | 294.8731 | 21.8406 | 23.3578 | 23.3578 | 22.7546 | 24.2 | 29 | 27.5 | 28.6 | 27.7 | 31.3 | 17 | 21.2 | 18.2 | 23.8 | [6 empty] | 1 | 1 | 1 |  | 0 | 0 | 0 | 1 | 1 | 0 | 0 | 0 | 1 | 0
2000-08-24 | 237 | 5279.3333 | 1.7578 | #N/A | 77.4463 | 1.889 | 20.4539 | 293.6039 | #N/A | 136.136 | 22.3907 | 295.5407 | 21.6884 | 294.8384 | 21.8131 | 23.2636 | 23.2636 | 22.7072 | 24.2 | 29 | 27.5 | 28.6 | 27.7 | 31.3 | 17 | 21.2 | 18.2 | 23.8 | [6 empty] | 1 | 1 | 1 |  | 0 | 0 | 0 | 1 | 1 | 0 | 0 | 0 | 1 | 0
2000-08-25 | 238 | 5279.3333 | 1.7904 | #N/A | 76.0358 | 1.881 | 20.358 | 293.508 | #N/A | 136.136 | 22.3747 | 295.5247 | 21.652 | 294.802 | 21.7838 | 23.1653 | 23.1653 | 22.658 | 24.2 | 29 | 27.5 | 28.6 | 27.7 | 31.3 | 17 | 21.2 | 18.2 | 23.8 | [6 empty] | 1 | 1 | 1 |  | 0 | 0 | 0 | 1 | 1 | 0 | 0 | 0 | 1 | 0
2000-08-26 | 239 | 5279.3333 | 1.8243 | #N/A | 74.6252 | 1.8729 | 20.258 | 293.408 | #N/A | 136.136 | 22.3573 | 295.5073 | 21.614 | 294.764 | 21.7526 | 23.0629 | 23.0629 | 22.6072 | 24.2 | 29 | 27.5 | 28.6 | 27.7 | 31.3 | 17 | 21.2 | 18.2 | 23.8 | [6 empty] | 1 | 1 | 1 |  | 0 | 0 | 0 | 1 | 1 | 0 | 0 | 0 | 1 | 0
2000-08-27 | 240 | 5279.3333 | 1.8594 | #N/A | 73.2146 | 1.8646 | 20.154 | 293.304 | #N/A | 136.136 | 22.3385 | 295.4885 | 21.5745 | 294.7245 | 21.7197 | 22.9565 | 22.9565 | 22.5546 | 24.2 | 29 | 27.5 | 28.6 | 27.7 | 31.3 | 17 | 21.2 | 18.2 | 23.8 | [6 empty] | 1 | 1 | 1 |  | 0 | 0 | 0 | 1 | 1 | 0 | 0 | 0 | 1 | 0
2000-08-28 | 241 | 5279.3333 | 1.8959 | #N/A | 71.8041 | 1.8561 | 20.0458 | 293.1958 | #N/A | 136.136 | 22.3182 | 295.4682 | 21.5335 | 294.6835 | 21.6851 | 22.846 | 22.846 | 22.5004 | 24.2 | 29 | 27.5 | 28.6 | 27.7 | 31.3 | 17 | 21.2 | 18.2 | 23.8 | [6 empty] | 1 | 1 | 1 |  | 0 | 0 | 0 | 1 | 1 | 0 | 0 | 0 | 1 | 0
2000-08-29 | 242 | 5279.3333 | 1.9339 | #N/A | 70.3935 | 1.8475 | 19.9336 | 293.0836 | #N/A | 136.136 | 22.2965 | 295.4465 | 21.4911 | 294.6411 | 21.6488 | 22.7314 | 22.7314 | 22.4447 | 24.2 | 29 | 27.5 | 28.6 | 27.7 | 31.3 | 17 | 21.2 | 18.2 | 23.8 | [6 empty] | 1 | 1 | 1 |  | 0 | 0 | 0 | 1 | 1 | 0 | 0 | 0 | 1 | 0
2000-08-30 | 243 | 5279.3333 | 1.9735 | #N/A | 68.9829 | 1.8387 | 19.8174 | 292.9674 | #N/A | 136.136 | 22.2734 | 295.4234 | 21.4474 | 294.5974 | 21.611 | 22.6128 | 22.6128 | 22.3875 | 24.2 | 29 | 27.5 | 28.6 | 27.7 | 31.3 | 17 | 21.2 | 18.2 | 23.8 | [6 empty] | 1 | 1 | 1 |  | 0 | 0 | 0 | 1 | 1 | 0 | 0 | 0 | 1 | 0
2000-08-31 | 244 | 5279.3333 | 2.0147 | #N/A | 67.5724 | 1.8298 | 19.6972 | 292.8472 | #N/A | 136.136 | 22.2488 | 295.3988 | 21.4024 | 294.5524 | 21.5716 | 22.4902 | 22.4902 | 22.3289 | 24.2 | 29 | 27.5 | 28.6 | 27.7 | 31.3 | 17 | 21.2 | 18.2 | 23.8 | [6 empty] | 1 | 1 | 1 |  | 0 | 0 | 0 | 1 | 1 | 0 | 0 | 0 | 1 | 0
2000-09-01 | 245 | 5279.3333 | 2.0576 | #N/A | 66.1618 | 1.8206 | 19.573 | 292.723 | #N/A | 136.136 | 22.2229 | 295.3729 | 21.3562 | 294.5062 | 21.5307 | 22.3637 | 22.3637 | 22.269 | 24.2 | 29 | 27.5 | 28.6 | 27.7 | 31.3 | 17 | 21.2 | 18.2 | 23.8 | [6 empty] | 1 | 1 | 1 |  | 0 | 0 | 0 | 1 | 1 | 0 | 0 | 0 | 1 | 0
2000-09-02 | 246 | 5279.3333 | 2.1024 | #N/A | 64.7512 | 1.8112 | 19.4448 | 292.5948 | #N/A | 136.136 | 22.1956 | 295.3456 | 21.309 | 294.459 | 21.4885 | 22.2332 | 22.2332 | 22.2077 | 24.2 | 29 | 27.5 | 28.6 | 27.7 | 31.3 | 17 | 21.2 | 18.2 | 23.8 | [6 empty] | 1 | 1 | 1 |  | 0 | 0 | 0 | 1 | 1 | 0 | 0 | 0 | 1 | 0
2000-09-03 | 247 | 5279.3333 | 2.1493 | #N/A | 63.3407 | 1.8017 | 19.3128 | 292.4628 | #N/A | 136.136 | 22.167 | 295.317 | 21.2607 | 294.4107 | 21.4449 | 22.0988 | 22.0988 | 22.1453 | 24.2 | 29 | 27.5 | 28.6 | 27.7 | 31.3 | 17 | 21.2 | 18.2 | 23.8 | [6 empty] | 1 | 1 | 1 |  | 0 | 0 | 0 | 1 | 1 | 0 | 0 | 0 | 1 | 0
2000-09-04 | 248 | 5279.3333 | 2.1982 | #N/A | 61.9301 | 1.7919 | 19.1769 | 292.3269 | #N/A | 136.136 | 22.1369 | 295.2869 | 21.2114 | 294.3614 | 21.4001 | 21.9605 | 21.9605 | 22.0818 | 24.2 | 29 | 27.5 | 28.6 | 27.7 | 31.3 | 17 | 21.2 | 18.2 | 23.8 | [6 empty] | 1 | 1 | 1 |  | 0 | 0 | 0 | 1 | 1 | 0 | 0 | 0 | 1 | 0
2000-09-05 | 249 | 5279.3333 | 2.2495 | #N/A | 60.5195 | 1.7819 | 19.0372 | 292.1872 | #N/A | 136.136 | 22.1056 | 295.2556 | 21.1613 | 294.3113 | 21.354 | 21.8184 | 21.8184 | 22.0172 | 24.2 | 29 | 27.5 | 28.6 | 27.7 | 31.3 | 17 | 21.2 | 18.2 | 23.8 | [6 empty] | 1 | 1 | 1 |  | 0 | 0 | 0 | 1 | 1 | 0 | 0 | 0 | 1 | 0
2000-09-06 | 250 | 5279.3333 | 2.3031 | #N/A | 59.109 | 1.7717 | 18.8937 | 292.0437 | #N/A | 136.136 | 22.0729 | 295.2229 | 21.1104 | 294.2604 | 21.3069 | 21.6726 | 21.6726 | 21.9517 | 24.2 | 29 | 27.5 | 28.6 | 27.7 | 31.3 | 17 | 21.2 | 18.2 | 23.8 | [6 empty] | 1 | 1 | 1 |  | 0 | 0 | 0 | 1 | 1 | 0 | 0 | 0 | 1 | 0
2000-09-07 | 251 | 5279.3333 | 2.3594 | #N/A | 57.6984 | 1.7612 | 18.7466 | 291.8966 | #N/A | 136.136 | 22.0389 | 295.1889 | 21.0589 | 294.2089 | 21.2588 | 21.523 | 21.523 | 21.8853 | 24.2 | 29 | 27.5 | 28.6 | 27.7 | 31.3 | 17 | 21.2 | 18.2 | 23.8 | [6 empty] | 1 | 1 | 1 |  | 0 | 0 | 0 | 1 | 1 | 0 | 0 | 0 | 1 | 0
2000-09-08 | 252 | 5279.3333 | 2.4186 | #N/A | 56.2878 | 1.7504 | 18.5957 | 291.7457 | #N/A | 136.136 | 22.0036 | 295.1536 | 21.0068 | 294.1568 | 21.2097 | 21.3697 | 21.3697 | 21.8182 | 24.2 | 29 | 27.5 | 28.6 | 27.7 | 31.3 | 17 | 21.2 | 18.2 | 23.8 | [6 empty] | 1 | 1 | 1 |  | 0 | 0 | 0 | 1 | 1 | 0 | 0 | 0 | 1 | 0
2000-09-09 | 253 | 5279.3333 | 2.4807 | #N/A | 54.8773 | 1.7394 | 18.4414 | 291.5914 | #N/A | 136.136 | 21.9671 | 295.1171 | 20.9542 | 294.1042 | 21.1598 | 21.2128 | 21.2128 | 21.7504 | 24.2 | 29 | 27.5 | 28.6 | 27.7 | 31.3 | 17 | 21.2 | 18.2 | 23.8 | [6 empty] | 1 | 1 | 1 |  | 0 | 0 | 0 | 1 | 1 | 0 | 0 | 0 | 1 | 0
2000-09-10 | 254 | 5279.3333 | 2.5462 | #N/A | 53.4667 | 1.7281 | 18.2835 | 291.4335 | #N/A | 136.136 | 21.9293 | 295.0793 | 20.9012 | 294.0512 | 21.1091 | 21.0525 | 21.0525 | 21.682 | 24.2 | 29 | 27.5 | 28.6 | 27.7 | 31.3 | 17 | 21.2 | 18.2 | 23.8 | [6 empty] | 1 | 1 | 1 |  | 0 | 0 | 0 | 1 | 1 | 0 | 0 | 0 | 1 | 0
2000-09-11 | 255 | 5279.3333 | 2.6152 | #N/A | 52.0562 | 1.7165 | 18.1221 | 291.2721 | #N/A | 136.136 | 21.8902 | 295.0402 | 20.8479 | 293.9979 | 21.0577 | 20.8886 | 20.8886 | 21.6132 | 24.2 | 29 | 27.5 | 28.6 | 27.7 | 31.3 | 17 | 21.2 | 18.2 | 23.8 | [6 empty] | 1 | 1 | 1 |  | 0 | 0 | 0 | 1 | 1 | 0 | 0 | 0 | 1 | 0
2000-09-12 | 256 | 5279.3333 | 2.688 | #N/A | 50.6456 | 1.7045 | 17.9575 | 291.1075 | #N/A | 136.136 | 21.8499 | 294.9999 | 20.7945 | 293.9445 | 21.0058 | 20.7213 | 20.7213 | 21.5439 | 24.2 | 29 | 27.5 | 28.6 | 27.7 | 31.3 | 17 | 21.2 | 18.2 | 23.8 | [6 empty] | 1 | 1 | 1 |  | 0 | 0 | 0 | 1 | 1 | 0 | 0 | 0 | 1 | 0
2000-09-13 | 257 | 5279.3333 | 2.765 | #N/A | 49.235 | 1.6923 | 17.7895 | 290.9395 | #N/A | 136.136 | 21.8085 | 294.9585 | 20.741 | 293.891 | 20.9534 | 20.5508 | 20.5508 | 21.4744 | 24.2 | 29 | 27.5 | 28.6 | 27.7 | 31.3 | 17 | 21.2 | 18.2 | 23.8 | [6 empty] | 1 | 1 | 1 |  | 0 | 0 | 0 | 1 | 1 | 0 | 0 | 0 | 1 | 0
2000-09-14 | 258 | 5279.3333 | 2.8466 | 47.8245 | 47.8245 | 1.6797 | 17.6183 | 290.7683 | 136.136 | 136.136 | 21.7658 | 294.9158 | 20.6876 | 293.8376 | 20.9006 | 20.377 | 20.377 | 21.4047 | 24.2 | 29 | 27.5 | 28.6 | 27.7 | 31.3 | 17 | 21.2 | 18.2 | 23.8 | [6 empty] | 1 | 1 | 1 |  | 0 | 0 | 0 | 1 | 1 | 0 | 0 | 0 | 1 | 0
2000-09-15 | 259 | 5279.3333 | 2.8786 | #N/A | 47.2925 | 1.6748 | 17.4406 | 290.5906 | #N/A | 136.136 | 21.7219 | 294.8719 | 20.6181 | 293.7681 | 20.8476 | 20.1902 | 20.1902 | 21.327 | 24.2 | 29 | 27.5 | 28.6 | 27.7 | 31.3 | 17 | 21.2 | 18.2 | 23.8 | [6 empty] | 1 | 1 | 1 |  | 0 | 0 | 0 | 1 | 1 | 0 | 0 | 0 | 1 | 0
2000-09-16 | 260 | 5279.3333 | 2.9113 | #N/A | 46.7606 | 1.6699 | 17.26 | 290.41 | #N/A | 136.136 | 21.6769 | 294.8269 | 20.5477 | 293.6977 | 20.7921 | 20.0004 | 20.0004 | 21.2483 | 24.2 | 29 | 27.5 | 28.6 | 27.7 | 31.3 | 17 | 21.2 | 18.2 | 23.8 | [6 empty] | 1 | 1 | 1 |  | 0 | 0 | 0 | 1 | 1 | 0 | 0 | 0 | 1 | 0
2000-09-17 | 261 | 5279.3333 | 2.9448 | #N/A | 46.2287 | 1.6649 | 17.0766 | 290.2266 | #N/A | 136.136 | 21.6308 | 294.7808 | 20.4763 | 293.6263 | 20.734 | 19.8075 | 19.8075 | 21.1686 | 24.2 | 29 | 27.5 | 28.6 | 27.7 | 31.3 | 17 | 21.2 | 18.2 | 23.8 | [6 empty] | 1 |  | 1 |  | 0 | 0 | 0 | 1 | 1 | 0 | 0 | 0 | 0 | 0
2000-09-18 | 262 | 5279.3333 | 2.9791 | #N/A | 45.6967 | 1.6599 | 16.8905 | 290.0405 | #N/A | 136.136 | 21.5836 | 294.7336 | 20.4041 | 293.5541 | 20.6733 | 19.6117 | 19.6117 | 21.088 | 24.2 | 29 | 27.5 | 28.6 | 27.7 | 31.3 | 17 | 21.2 | 18.2 | 23.8 | [6 empty] | 1 |  | 1 |  | 0 | 0 | 0 | 1 | 1 | 0 | 0 | 0 | 0 | 0
2000-09-19 | 263 | 5279.3333 | 3.0142 | #N/A | 45.1648 | 1.6548 | 16.7017 | 289.8517 | #N/A | 136.136 | 21.5352 | 294.6852 | 20.3311 | 293.4811 | 20.6099 | 19.413 | 19.413 | 21.0066 | 24.2 | 29 | 27.5 | 28.6 | 27.7 | 31.3 | 17 | 21.2 | 18.2 | 23.8 | [6 empty] | 1 |  | 1 |  | 0 | 0 | 0 | 1 | 1 | 0 | 0 | 0 | 0 | 0
2000-09-20 | 264 | 5279.3333 | 3.0501 | #N/A | 44.6329 | 1.6497 | 16.5104 | 289.6604 | #N/A | 136.136 | 21.4858 | 294.6358 | 20.2574 | 293.4074 | 20.5437 | 19.2116 | 19.2116 | 20.9243 | 24.2 | 29 | 27.5 | 28.6 | 27.7 | 31.3 | 17 | 21.2 | 18.2 | 23.8 | [6 empty] | 1 |  | 1 |  | 0 | 0 | 0 | 1 | 1 | 0 | 0 | 0 | 0 | 0
2000-09-21 | 265 | 5279.3333 | 3.0869 | #N/A | 44.1009 | 1.6444 | 16.3167 | 289.4667 | #N/A | 136.136 | 21.4354 | 294.5854 | 20.1829 | 293.3329 | 20.4746 | 19.0075 | 19.0075 | 20.8413 | 24.2 | 29 | 27.5 | 28.6 | 27.7 | 31.3 | 17 | 21.2 | 18.2 | 23.8 | [6 empty] | 1 |  | 1 |  | 0 | 0 | 0 | 1 | 1 | 0 | 0 | 0 | 0 | 0
2000-09-22 | 266 | 5279.3333 | 3.1246 | #N/A | 43.569 | 1.6392 | 16.1206 | 289.2706 | #N/A | 136.136 | 21.3839 | 294.5339 | 20.1078 | 293.2578 | 20.4025 | 18.8009 | 18.8009 | 20.7576 | 24.2 | 29 | 27.5 | 28.6 | 27.7 | 31.3 | 17 | 21.2 | 18.2 | 23.8 | [6 empty] | 1 |  | 1 |  | 0 | 0 | 0 | 1 | 1 | 0 | 0 | 0 | 0 | 0
2000-09-23 | 267 | 5279.3333 | 3.1632 | #N/A | 43.0371 | 1.6338 | 15.9224 | 289.0724 | #N/A | 136.136 | 21.3314 | 294.4814 | 20.0322 | 293.1822 | 20.3296 | 18.5918 | 18.5918 | 20.6733 | 24.2 | 29 | 27.5 | 28.6 | 27.7 | 31.3 | 17 | 21.2 | 18.2 | 23.8 | [6 empty] | 1 |  | 1 |  | 0 | 0 | 0 | 1 | 1 | 0 | 0 | 0 | 0 | 0
2000-09-24 | 268 | 5279.3333 | 3.2028 | #N/A | 42.5051 | 1.6284 | 15.722 | 288.872 | #N/A | 136.136 | 21.2779 | 294.4279 | 19.956 | 293.106 | 20.256 | 18.3803 | 18.3803 | 20.5885 | 24.2 | 29 | 27.5 | 28.6 | 27.7 | 31.3 | 17 | 21.2 | 18.2 | 23.8 | [6 empty] | 1 |  | 1 |  | 0 | 0 | 0 | 1 | 1 | 0 | 0 | 0 | 0 | 0
2000-09-25 | 269 | 5279.3333 | 3.2434 | #N/A | 41.9732 | 1.623 | 15.5197 | 288.6697 | #N/A | 136.136 | 21.2234 | 294.3734 | 19.8793 | 293.0293 | 20.1816 | 18.1666 | 18.1666 | 20.5031 | 24.2 | 29 | 27.5 | 28.6 | 27.7 | 31.3 | 17 | 21.2 | 18.2 | 23.8 | [6 empty] | 1 |  | 1 |  | 0 | 0 | 0 | 1 | 1 | 0 | 0 | 0 | 0 | 0
2000-09-26 | 270 | 5279.3333 | 3.285 | #N/A | 41.4413 | 1.6174 | 15.3156 | 288.4656 | #N/A | 136.136 | 21.168 | 294.318 | 19.8022 | 292.9522 | 20.1067 | 17.9508 | 17.9508 | 20.4172 | 24.2 | 29 | 27.5 | 28.6 | 27.7 | 31.3 | 17 | 21.2 | 18.2 | 23.8 | [6 empty] | 1 |  | 1 |  | 0 | 0 | 0 | 1 | 1 | 0 | 0 | 0 | 0 | 0
2000-09-27 | 271 | 5279.3333 | 3.3277 | #N/A | 40.9093 | 1.6118 | 15.1096 | 288.2596 | #N/A | 136.136 | 21.1117 | 294.2617 | 19.7248 | 292.8748 | 20.0311 | 17.7329 | 17.7329 | 20.331 | 24.2 | 29 | 27.5 | 28.6 | 27.7 | 31.3 | 17 | 21.2 | 18.2 | 23.8 | [6 empty] | 1 |  | 1 |  | 0 | 0 | 0 | 1 | 1 | 0 | 0 | 0 | 0 | 0
2000-09-28 | 272 | 5279.3333 | 3.3716 | #N/A | 40.3774 | 1.6061 | 14.9021 | 288.0521 | #N/A | 136.136 | 21.0545 | 294.2045 | 19.6471 | 292.7971 | 19.955 | 17.5132 | 17.5132 | 20.2444 | 24.2 | 29 | 27.5 | 28.6 | 27.7 | 31.3 | 17 | 21.2 | 18.2 | 23.8 | [6 empty] | 1 |  | 1 |  | 0 | 0 | 0 | 1 | 1 | 0 | 0 | 0 | 0 | 0
2000-09-29 | 273 | 5279.3333 | 3.4166 | #N/A | 39.8455 | 1.6004 | 14.693 | 287.843 | #N/A | 136.136 | 20.9964 | 294.1464 | 19.5692 | 292.7192 | 19.8785 | 17.2916 | 17.2916 | 20.1576 | 24.2 | 29 | 27.5 | 28.6 | 27.7 | 31.3 | 17 | 21.2 | 18.2 | 23.8 | [6 empty] | 1 |  | 1 |  | 0 | 0 | 0 | 1 | 1 | 0 | 0 | 0 | 0 | 0
2000-09-30 | 274 | 5279.3333 | 3.4628 | #N/A | 39.3136 | 1.5945 | 14.4826 | 287.6326 | #N/A | 136.136 | 20.9374 | 294.0874 | 19.4911 | 292.6411 | 19.8015 | 17.0684 | 17.0684 | 20.0705 | 24.2 | 29 | 27.5 | 28.6 | 27.7 | 31.3 | 17 | 21.2 | 18.2 | 23.8 | [6 empty] | 1 |  | 1 |  | 0 | 0 | 0 | 1 | 1 | 0 | 0 | 0 | 0 | 0
2000-10-01 | 275 | 5279.3333 | 3.5103 | #N/A | 38.7816 | 1.5886 | 14.2709 | 287.4209 | #N/A | 136.136 | 20.8776 | 294.0276 | 19.4128 | 292.5628 | 19.7243 | 16.8437 | 16.8437 | 19.9832 | 24.2 | 29 | 27.5 | 28.6 | 27.7 | 31.3 | 9 | 13 | 18.2 | 23.8 | [6 empty] | 1 | 1 | 1 |  | 0 | 0 | 0 | 1 | 1 | 0 | 0 | 0 | 1 | 0
2000-10-02 | 276 | 5279.3333 | 3.5591 | #N/A | 38.2497 | 1.5826 | 14.0581 | 287.2081 | #N/A | 136.136 | 20.817 | 293.967 | 19.3345 | 292.4845 | 19.6467 | 16.6175 | 16.6175 | 19.8959 | 24.2 | 29 | 27.5 | 28.6 | 27.7 | 31.3 | 9 | 13 | 18.2 | 23.8 | [6 empty] | 1 | 1 | 1 |  | 0 | 0 | 0 | 1 | 1 | 0 | 0 | 0 | 1 | 0
2000-10-03 | 277 | 5279.3333 | 3.6093 | #N/A | 37.7178 | 1.5765 | 13.8443 | 286.9943 | #N/A | 136.136 | 20.7556 | 293.9056 | 19.2562 | 292.4062 | 19.5688 | 16.39 | 16.39 | 19.8085 | 24.2 | 29 | 27.5 | 28.6 | 27.7 | 31.3 | 9 | 13 | 18.2 | 23.8 | [6 empty] | 1 | 1 | 1 |  | 0 | 0 | 0 | 1 | 1 | 0 | 0 | 0 | 1 | 0
2000-10-04 | 278 | 5279.3333 | 3.661 | #N/A | 37.1858 | 1.5704 | 13.6296 | 286.7796 | #N/A | 136.136 | 20.6935 | 293.8435 | 19.1779 | 292.3279 | 19.4908 | 16.1613 | 16.1613 | 19.7211 | 24.2 | 29 | 27.5 | 28.6 | 27.7 | 31.3 | 9 | 13 | 18.2 | 23.8 | [6 empty] | 1 | 1 | 1 |  | 0 | 0 | 0 | 1 | 1 | 0 | 0 | 0 | 1 | 0
2000-10-05 | 279 | 5279.3333 | 3.7141 | #N/A | 36.6539 | 1.5641 | 13.4141 | 286.5641 | #N/A | 136.136 | 20.6305 | 293.7805 | 19.0997 | 292.2497 | 19.4127 | 15.9315 | 15.9315 | 19.6337 | 24.2 | 29 | 27.5 | 28.6 | 27.7 | 31.3 | 9 | 13 | 18.2 | 23.8 | [6 empty] | 1 | 1 | 1 |  | 0 | 0 | 0 | 1 | 1 | 0 | 0 | 0 | 1 | 0
2000-10-06 | 280 | 5279.3333 | 3.7688 | #N/A | 36.122 | 1.5578 | 13.198 | 286.348 | #N/A | 136.136 | 20.5669 | 293.7169 | 19.0217 | 292.1717 | 19.3345 | 15.7009 | 15.7009 | 19.5465 | 24.2 | 29 | 27.5 | 28.6 | 27.7 | 31.3 | 9 | 13 | 18.2 | 23.8 | [6 empty] | 1 | 1 | 1 |  | 0 | 0 | 0 | 1 | 1 | 0 | 0 | 0 | 1 | 0
2000-10-07 | 281 | 5279.3333 | 3.8251 | #N/A | 35.59 | 1.5513 | 12.9814 | 286.1314 | #N/A | 136.136 | 20.5026 | 293.6526 | 18.9438 | 292.0938 | 19.2563 | 15.4694 | 15.4694 | 19.4594 | 24.2 | 29 | 27.5 | 28.6 | 27.7 | 31.3 | 9 | 13 | 18.2 | 23.8 | [6 empty] | 1 | 1 | 1 |  | 0 | 0 | 0 | 1 | 1 | 0 | 0 | 0 | 1 | 0
2000-10-08 | 282 | 5279.3333 | 3.8832 | #N/A | 35.0581 | 1.5448 | 12.7645 | 285.9145 | #N/A | 136.136 | 20.4376 | 293.5876 | 18.8662 | 292.0162 | 19.1781 | 15.2372 | 15.2372 | 19.3726 | 24.2 | 29 | 27.5 | 28.6 | 27.7 | 31.3 | 9 | 13 | 18.2 | 23.8 | [6 empty] | 1 | 1 | 1 |  | 0 | 0 | 0 | 1 | 1 | 0 | 0 | 0 | 1 | 0
2000-10-09 | 283 | 5279.3333 | 3.943 | #N/A | 34.5262 | 1.5381 | 12.5473 | 285.6973 | #N/A | 136.136 | 20.3719 | 293.5219 | 18.7889 | 291.9389 | 19.1 | 15.0045 | 15.0045 | 19.286 | 24.2 | 29 | 27.5 | 28.6 | 27.7 | 31.3 | 9 | 13 | 18.2 | 23.8 | [6 empty] | 1 | 1 | 1 |  | 0 | 0 | 0 | 1 | 1 | 0 | 0 | 0 | 1 | 0
2000-10-10 | 284 | 5279.3333 | 4.0047 | #N/A | 33.9942 | 1.5314 | 12.3299 | 285.4799 | #N/A | 136.136 | 20.3056 | 293.4556 | 18.7119 | 291.8619 | 19.0221 | 14.7714 | 14.7714 | 19.1998 | 24.2 | 29 | 27.5 | 28.6 | 27.7 | 31.3 | 9 | 13 | 18.2 | 23.8 | [6 empty] | 1 | 1 | 1 |  | 0 | 0 | 0 | 1 | 1 | 0 | 0 | 0 | 1 | 0
2000-10-11 | 285 | 5279.3333 | 4.0683 | #N/A | 33.4623 | 1.5246 | 12.1126 | 285.2626 | #N/A | 136.136 | 20.2387 | 293.3887 | 18.6354 | 291.7854 | 18.9443 | 14.5379 | 14.5379 | 19.1139 | 24.2 | 29 | 27.5 | 28.6 | 27.7 | 31.3 | 9 | 13 | 18.2 | 23.8 | [6 empty] | 1 | 1 | 1 |  | 0 | 0 | 0 | 1 | 1 | 0 | 0 | 0 | 1 | 0
2000-10-12 | 286 | 5279.3333 | 4.1341 | #N/A | 32.9304 | 1.5176 | 11.8954 | 285.0454 | #N/A | 136.136 | 20.1712 | 293.3212 | 18.5592 | 291.7092 | 18.8668 | 14.3043 | 14.3043 | 19.0284 | 24.2 | 29 | 27.5 | 28.6 | 27.7 | 31.3 | 9 | 13 | 18.2 | 23.8 | [6 empty] | 1 | 1 | 1 |  | 0 | 0 | 0 | 1 | 1 | 0 | 0 | 0 | 1 | 0
2000-10-13 | 287 | 5279.3333 | 4.2019 | #N/A | 32.3984 | 1.5105 | 11.6784 | 284.8284 | #N/A | 136.136 | 20.1031 | 293.2531 | 18.4836 | 291.6336 | 18.7896 | 14.0707 | 14.0707 | 18.9434 | 24.2 | 29 | 27.5 | 28.6 | 27.7 | 31.3 | 9 | 13 | 18.2 | 23.8 | [6 empty] | 1 | 1 | 1 |  | 0 | 0 | 0 | 1 | 1 | 0 | 0 | 0 | 1 | 0
2000-10-14 | 288 | 5279.3333 | 4.2721 | 31.8665 | 31.8665 | 1.5033 | 11.4618 | 284.6118 | 136.136 | 136.136 | 20.0345 | 293.1845 | 18.4084 | 291.5584 | 18.7127 | 13.8371 | 13.8371 | 18.859 | 24.2 | 29 | 27.5 | 28.6 | 27.7 | 31.3 | 9 | 13 | 18.2 | 23.8 | [6 empty] | 1 | 1 | 1 |  | 0 | 0 | 0 | 1 | 1 | 0 | 0 | 0 | 1 | 0
2000-10-15 | 289 | 5279.3333 | 4.2949 | #N/A | 31.697 | 1.501 | 11.2453 | 284.3953 | #N/A | 136.136 | 19.9654 | 293.1154 | 18.3185 | 291.4685 | 18.6362 | 13.6005 | 13.6005 | 18.7633 | 24.2 | 29 | 27.5 | 28.6 | 27.7 | 31.3 | 9 | 13 | 18.2 | 23.8 | [6 empty] | 1 | 1 | 1 |  | 0 | 0 | 0 | 1 | 1 | 0 | 0 | 0 | 1 | 0
2000-10-16 | 290 | 5279.3333 | 4.318 | #N/A | 31.5274 | 1.4987 | 11.0294 | 284.1794 | #N/A | 136.136 | 19.8957 | 293.0457 | 18.2285 | 291.3785 | 18.558 | 13.3643 | 13.3643 | 18.6676 | 24.2 | 29 | 27.5 | 28.6 | 27.7 | 31.3 | 9 | 13 | 18.2 | 23.8 | [6 empty] | 1 | 1 | 1 |  | 0 | 0 | 0 | 1 | 1 | 0 | 0 | 0 | 1 | 0
2000-10-17 | 291 | 5279.3333 | 4.3414 | #N/A | 31.3579 | 1.4963 | 10.8143 | 283.9643 | #N/A | 136.136 | 19.8256 | 292.9756 | 18.1386 | 291.2886 | 18.4779 | 13.1286 | 13.1286 | 18.5718 | 24.2 | 29 | 27.5 | 28.6 | 27.7 | 31.3 | 9 | 13 | 18.2 | 23.8 | [6 empty] | 1 | 1 | 1 |  | 0 | 0 | 0 | 1 | 1 | 0 | 0 | 0 | 1 | 0
2000-10-18 | 292 | 5279.3333 | 4.365 | #N/A | 31.1883 | 1.494 | 10.6001 | 283.7501 | #N/A | 136.136 | 19.7551 | 292.9051 | 18.0487 | 291.1987 | 18.396 | 12.8935 | 12.8935 | 18.4761 | 24.2 | 29 | 27.5 | 28.6 | 27.7 | 31.3 | 9 | 13 | 18.2 | 23.8 | [6 empty] | 1 | 1 | 1 |  | 0 | 0 | 0 | 1 | 1 | 0 | 0 | 0 | 1 | 0
2000-10-19 | 293 | 5279.3333 | 4.3888 | #N/A | 31.0188 | 1.4916 | 10.3869 | 283.5369 | #N/A | 136.136 | 19.6841 | 292.8341 | 17.9588 | 291.1088 | 18.3122 | 12.6592 | 12.6592 | 18.3805 | 24.2 | 29 | 27.5 | 28.6 | 27.7 | 31.3 | 9 | 13 | 18.2 | 23.8 | [6 empty] | 1 | 1 | 1 |  | 0 | 0 | 0 | 1 | 1 | 0 | 0 | 0 | 1 | 0
2000-10-20 | 294 | 5279.3333 | 4.4129 | #N/A | 30.8493 | 1.4892 | 10.1747 | 283.3247 | #N/A | 136.136 | 19.6127 | 292.7627 | 17.8691 | 291.0191 | 18.2264 | 12.4257 | 12.4257 | 18.285 | 24.2 | 29 | 27.5 | 28.6 | 27.7 | 31.3 | 9 | 13 | 18.2 | 23.8 | [6 empty] | 1 | 1 | 1 |  | 0 | 0 | 0 | 1 | 1 | 0 | 0 | 0 | 1 | 0
2000-10-21 | 295 | 5279.3333 | 4.4373 | #N/A | 30.6797 | 1.4869 | 9.9638 | 283.1138 | #N/A | 136.136 | 19.5409 | 292.6909 | 17.7795 | 290.9295 | 18.1387 | 12.1932 | 12.1932 | 18.1896 | 24.2 | 29 | 27.5 | 28.6 | 27.7 | 31.3 | 9 | 13 | 18.2 | 23.8 | [6 empty] | 1 | 1 |  |  | 0 | 0 | 0 | 1 | 0 | 0 | 0 | 0 | 1 | 0
2000-10-22 | 296 | 5279.3333 | 4.462 | #N/A | 30.5102 | 1.4844 | 9.7541 | 282.9041 | #N/A | 136.136 | 19.4688 | 292.6188 | 17.6902 | 290.8402 | 18.0488 | 11.9617 | 11.9617 | 18.0943 | 24.2 | 29 | 27.5 | 28.6 | 27.7 | 31.3 | 9 | 13 | 18.2 | 23.8 | [6 empty] | 1 | 1 |  |  | 0 | 0 | 0 | 1 | 0 | 0 | 0 | 0 | 1 | 0
2000-10-23 | 297 | 5279.3333 | 4.4869 | #N/A | 30.3406 | 1.482 | 9.5458 | 282.6958 | #N/A | 136.136 | 19.3963 | 292.5463 | 17.601 | 290.751 | 17.9591 | 11.7314 | 11.7314 | 17.9993 | 24.2 | 29 | 27.5 | 28.6 | 27.7 | 31.3 | 9 | 13 | 18.2 | 23.8 | [6 empty] | 1 | 1 |  |  | 0 | 0 | 0 | 1 | 0 | 0 | 0 | 0 | 1 | 0
2000-10-24 | 298 | 5279.3333 | 4.5121 | #N/A | 30.1711 | 1.4796 | 9.3389 | 282.4889 | #N/A | 136.136 | 19.3234 | 292.4734 | 17.5121 | 290.6621 | 17.8694 | 11.5024 | 11.5024 | 17.9046 | 24.2 | 29 | 27.5 | 28.6 | 27.7 | 31.3 | 9 | 13 | 18.2 | 23.8 | [6 empty] | 1 | 1 |  |  | 0 | 0 | 0 | 1 | 0 | 0 | 0 | 0 | 1 | 0
2000-10-25 | 299 | 5279.3333 | 4.5376 | #N/A | 30.0016 | 1.4771 | 9.1336 | 282.2836 | #N/A | 136.136 | 19.2503 | 292.4003 | 17.4234 | 290.5734 | 17.7799 | 11.2748 | 11.2748 | 17.81 | 24.2 | 29 | 27.5 | 28.6 | 27.7 | 31.3 | 9 | 13 | 18.2 | 23.8 | [6 empty] | 1 | 1 |  |  | 0 | 0 | 0 | 1 | 0 | 0 | 0 | 0 | 1 | 0
2000-10-26 | 300 | 5279.3333 | 4.5634 | #N/A | 29.832 | 1.4747 | 8.9299 | 282.0799 | #N/A | 136.136 | 19.1769 | 292.3269 | 17.335 | 290.485 | 17.6906 | 11.0486 | 11.0486 | 17.7158 | 24.2 | 29 | 27.5 | 28.6 | 27.7 | 31.3 | 9 | 13 | 18.2 | 23.8 | [6 empty] | 1 | 1 |  |  | 0 | 0 | 0 | 1 | 0 | 0 | 0 | 0 | 1 | 0
2000-10-27 | 301 | 5279.3333 | 4.5895 | #N/A | 29.6625 | 1.4722 | 8.728 | 281.878 | #N/A | 136.136 | 19.1032 | 292.2532 | 17.247 | 290.397 | 17.6015 | 10.824 | 10.824 | 17.622 | 24.2 | 29 | 27.5 | 28.6 | 27.7 | 31.3 | 9 | 13 | 18.2 | 23.8 | [6 empty] | 1 | 1 |  |  | 0 | 0 | 0 | 1 | 0 | 0 | 0 | 0 | 1 | 0
2000-10-28 | 302 | 5279.3333 | 4.6159 | #N/A | 29.4929 | 1.4697 | 8.5278 | 281.6778 | #N/A | 136.136 | 19.0292 | 292.1792 | 17.1593 | 290.3093 | 17.5126 | 10.601 | 10.601 | 17.5285 | 24.2 | 29 | 27.5 | 28.6 | 27.7 | 31.3 | 9 | 13 | 18.2 | 23.8 | [6 empty] | 1 | 1 |  |  | 0 | 0 | 0 | 1 | 0 | 0 | 0 | 0 | 1 | 0
2000-10-29 | 303 | 5279.3333 | 4.6426 | #N/A | 29.3234 | 1.4672 | 8.3296 | 281.4796 | #N/A | 136.136 | 18.9551 | 292.1051 | 17.072 | 290.222 | 17.424 | 10.3798 | 10.3798 | 17.4353 | 24.2 | 29 | 27.5 | 28.6 | 27.7 | 31.3 | 9 | 13 | 18.2 | 23.8 | [6 empty] | 1 | 1 |  |  | 0 | 0 | 0 | 1 | 0 | 0 | 0 | 0 | 1 | 0
2000-10-30 | 304 | 5279.3333 | 4.6696 | #N/A | 29.1539 | 1.4647 | 8.1332 | 281.2832 | #N/A | 136.136 | 18.8807 | 292.0307 | 16.9851 | 290.1351 | 17.3357 | 10.1603 | 10.1603 | 17.3426 | 24.2 | 29 | 27.5 | 28.6 | 27.7 | 31.3 | 9 | 13 | 18.2 | 23.8 | [6 empty] | 1 | 1 |  |  | 0 | 0 | 0 | 1 | 0 | 0 | 0 | 0 | 1 | 0
2000-10-31 | 305 | 5279.3333 | 4.6969 | #N/A | 28.9843 | 1.4622 | 7.9389 | 281.0889 | #N/A | 136.136 | 18.8062 | 291.9562 | 16.8986 | 290.0486 | 17.2477 | 9.9428 | 9.9428 | 17.2503 | 24.2 | 29 | 27.5 | 28.6 | 27.7 | 31.3 | 9 | 13 | 18.2 | 23.8 | [6 empty] | 1 | 1 |  |  | 0 | 0 | 0 | 1 | 0 | 0 | 0 | 0 | 1 | 0
2000-11-01 | 306 | 5279.3333 | 4.7245 | #N/A | 28.8148 | 1.4596 | 7.7467 | 280.8967 | #N/A | 136.136 | 18.7314 | 291.8814 | 16.8125 | 289.9625 | 17.16 | 9.7273 | 9.7273 | 17.1585 | 24.2 | 29 | 27.5 | 28.6 | 27.7 | 31.3 | 9 | 13 | 9 | 13 | [6 empty] | 1 | 1 | 1 | 1 | 0 | 0 | 0 | 1 | 1 | 0 | 0 | 0 | 1 | 1
2000-11-02 | 307 | 5279.3333 | 4.7525 | #N/A | 28.6452 | 1.4571 | 7.5566 | 280.7066 | #N/A | 136.136 | 18.6566 | 291.8066 | 16.727 | 289.877 | 17.0728 | 9.5138 | 9.5138 | 17.0672 | 24.2 | 29 | 27.5 | 28.6 | 27.7 | 31.3 | 9 | 13 | 9 | 13 | [6 empty] | 1 | 1 | 1 | 1 | 0 | 0 | 0 | 1 | 1 | 0 | 0 | 0 | 1 | 1
2000-11-03 | 308 | 5279.3333 | 4.7808 | #N/A | 28.4757 | 1.4545 | 7.3686 | 280.5186 | #N/A | 136.136 | 18.5816 | 291.7316 | 16.6419 | 289.7919 | 16.9859 | 9.3024 | 9.3024 | 16.9764 | 24.2 | 29 | 27.5 | 28.6 | 27.7 | 31.3 | 9 | 13 | 9 | 13 | [6 empty] | 1 | 1 | 1 | 1 | 0 | 0 | 0 | 1 | 1 | 0 | 0 | 0 | 1 | 1
2000-11-04 | 309 | 5279.3333 | 4.8094 | #N/A | 28.3062 | 1.4519 | 7.183 | 280.333 | #N/A | 136.136 | 18.5064 | 291.6564 | 16.5573 | 289.7073 | 16.8995 | 9.0933 | 9.0933 | 16.8861 | 24.2 | 29 | 27.5 | 28.6 | 27.7 | 31.3 | 9 | 13 | 9 | 13 | [6 empty] | 1 | 1 | 1 | 1 | 0 | 0 | 0 | 1 | 1 | 0 | 0 | 0 | 1 | 1
2000-11-05 | 310 | 5279.3333 | 4.8384 | #N/A | 28.1366 | 1.4493 | 6.9996 | 280.1496 | #N/A | 136.136 | 18.4312 | 291.5812 | 16.4732 | 289.6232 | 16.8135 | 8.8863 | 8.8863 | 16.7964 | 24.2 | 29 | 27.5 | 28.6 | 27.7 | 31.3 | 9 | 13 | 9 | 13 | [6 empty] | 1 | 1 | 1 | 1 | 0 | 0 | 0 | 1 | 1 | 0 | 0 | 0 | 1 | 1
2000-11-06 | 311 | 5279.3333 | 4.8677 | #N/A | 27.9671 | 1.4466 | 6.8186 | 279.9686 | #N/A | 136.136 | 18.3559 | 291.5059 | 16.3897 | 289.5397 | 16.7279 | 8.6817 | 8.6817 | 16.7072 | 24.2 | 29 | 27.5 | 28.6 | 27.7 | 31.3 | 9 | 13 | 9 | 13 | [6 empty] | 1 | 1 | 1 | 1 | 0 | 0 | 0 | 1 | 1 | 0 | 0 | 0 | 1 | 1
2000-11-07 | 312 | 5279.3333 | 4.8974 | #N/A | 27.7975 | 1.444 | 6.6399 | 279.7899 | #N/A | 136.136 | 18.2806 | 291.4306 | 16.3067 | 289.4567 | 16.6429 | 8.4795 | 8.4795 | 16.6186 | 24.2 | 29 | 27.5 | 28.6 | 27.7 | 31.3 | 9 | 13 | 9 | 13 | [6 empty] | 1 | 1 | 1 | 1 | 0 | 0 | 0 | 1 | 1 | 0 | 0 | 0 | 1 | 1
2000-11-08 | 313 | 5279.3333 | 4.9275 | #N/A | 27.628 | 1.4413 | 6.4637 | 279.6137 | #N/A | 136.136 | 18.2052 | 291.3552 | 16.2243 | 289.3743 | 16.5583 | 8.2796 | 8.2796 | 16.5307 | 24.2 | 29 | 27.5 | 28.6 | 27.7 | 31.3 | 9 | 13 | 9 | 13 | [6 empty] | 1 | 1 | 1 | 1 | 0 | 0 | 0 | 1 | 1 | 0 | 0 | 0 | 1 | 1
2000-11-09 | 314 | 5279.3333 | 4.9579 | #N/A | 27.4585 | 1.4387 | 6.29 | 279.44 | #N/A | 136.136 | 18.1297 | 291.2797 | 16.1425 | 289.2925 | 16.4743 | 8.0823 | 8.0823 | 16.4433 | 24.2 | 29 | 27.5 | 28.6 | 27.7 | 31.3 | 9 | 13 | 9 | 13 | [6 empty] | 1 | 1 | 1 | 1 | 0 | 0 | 0 | 1 | 1 | 0 | 0 | 0 | 1 | 1
2000-11-10 | 315 | 5279.3333 | 4.9887 | #N/A | 27.2889 | 1.436 | 6.1187 | 279.2687 | #N/A | 136.136 | 18.0543 | 291.2043 | 16.0613 | 289.2113 | 16.3908 | 7.8874 | 7.8874 | 16.3566 | 24.2 | 29 | 27.5 | 28.6 | 27.7 | 31.3 | 9 | 13 | 9 | 13 | [6 empty] | 1 | 1 | 1 | 1 | 0 | 0 | 0 | 1 | 1 | 0 | 0 | 0 | 1 | 1
2000-11-11 | 316 | 5279.3333 | 5.0199 | #N/A | 27.1194 | 1.4333 | 5.95 | 279.1 | #N/A | 136.136 | 17.9789 | 291.1289 | 15.9807 | 289.1307 | 16.3079 | 7.6951 | 7.6951 | 16.2706 | 24.2 | 29 | 27.5 | 28.6 | 27.7 | 31.3 | 9 | 13 | 9 | 13 | [6 empty] | 1 | 1 | 1 | 1 | 0 | 0 | 0 | 1 | 1 | 0 | 0 | 0 | 1 | 1
2000-11-12 | 317 | 5279.3333 | 5.0515 | #N/A | 26.9498 | 1.4306 | 5.7838 | 278.9338 | #N/A | 136.136 | 17.9034 | 291.0534 | 15.9007 | 289.0507 | 16.2255 | 7.5054 | 7.5054 | 16.1852 | 24.2 | 29 | 27.5 | 28.6 | 27.7 | 31.3 | 9 | 13 | 9 | 13 | [6 empty] | 1 | 1 | 1 | 1 | 0 | 0 | 0 | 1 | 1 | 0 | 0 | 0 | 1 | 1
2000-11-13 | 318 | 5279.3333 | 5.0834 | #N/A | 26.7803 | 1.4278 | 5.6202 | 278.7702 | #N/A | 136.136 | 17.828 | 290.978 | 15.8213 | 288.9713 | 16.1437 | 7.3183 | 7.3183 | 16.1004 | 24.2 | 29 | 27.5 | 28.6 | 27.7 | 31.3 | 9 | 13 | 9 | 13 | [6 empty] | 1 | 1 | 1 | 1 | 0 | 0 | 0 | 1 | 1 | 0 | 0 | 0 | 1 | 1
2000-11-14 | 319 | 5279.3333 | 5.1158 | 26.6108 | 26.6108 | 1.4251 | 5.4592 | 278.6092 | 136.136 | 136.136 | 17.7527 | 290.9027 | 15.7426 | 288.8926 | 16.0625 | 7.1339 | 7.1339 | 16.0164 | 24.2 | 29 | 27.5 | 28.6 | 27.7 | 31.3 | 9 | 13 | 9 | 13 | [6 empty] | 1 | 1 | 1 | 1 | 0 | 0 | 0 | 1 | 1 | 0 | 0 | 0 | 1 | 1
2000-11-15 | 320 | 5279.3333 | 5.129 | #N/A | 26.5424 | 1.4239 | 5.3009 | 278.4509 | #N/A | 136.136 | 17.6774 | 290.8274 | 15.6581 | 288.8081 | 15.9819 | 6.9517 | 6.9517 | 15.9274 | 24.2 | 29 | 27.5 | 28.6 | 27.7 | 31.3 | 9 | 13 | 9 | 13 | [6 empty] | 1 | 1 | 1 | 1 | 0 | 0 | 0 | 1 | 1 | 0 | 0 | 0 | 1 | 1
2000-11-16 | 321 | 5279.3333 | 5.1422 | #N/A | 26.4741 | 1.4228 | 5.1452 | 278.2952 | #N/A | 136.136 | 17.6022 | 290.7522 | 15.5741 | 288.7241 | 15.901 | 6.7722 | 6.7722 | 15.839 | 24.2 | 29 | 27.5 | 28.6 | 27.7 | 31.3 | 9 | 13 | 9 | 13 | [6 empty] | 1 | 1 | 1 | 1 | 0 | 0 | 0 | 1 | 1 | 0 | 0 | 0 | 1 | 1
2000-11-17 | 322 | 5279.3333 | 5.1555 | #N/A | 26.4057 | 1.4217 | 4.9921 | 278.1421 | #N/A | 136.136 | 17.5271 | 290.6771 | 15.4908 | 288.6408 | 15.8198 | 6.5954 | 6.5954 | 15.7512 | 24.2 | 29 | 27.5 | 28.6 | 27.7 | 31.3 | 9 | 13 | 9 | 13 | [6 empty] | 1 | 1 | 1 | 1 | 0 | 0 | 0 | 1 | 1 | 0 | 0 | 0 | 1 | 1
2000-11-18 | 323 | 5279.3333 | 5.1689 | #N/A | 26.3374 | 1.4206 | 4.8417 | 277.9917 | #N/A | 136.136 | 17.4521 | 290.6021 | 15.4079 | 288.5579 | 15.7383 | 6.4215 | 6.4215 | 15.664 | 24.2 | 29 | 27.5 | 28.6 | 27.7 | 31.3 | 9 | 13 | 9 | 13 | [6 empty] | 1 | 1 | 1 | 1 | 0 | 0 | 0 | 1 | 1 | 0 | 0 | 0 | 1 | 1
2000-11-19 | 324 | 5279.3333 | 5.1824 | #N/A | 26.269 | 1.4194 | 4.6939 | 277.8439 | #N/A | 136.136 | 17.3772 | 290.5272 | 15.3257 | 288.4757 | 15.6565 | 6.2503 | 6.2503 | 15.5775 | 24.2 | 29 | 27.5 | 28.6 | 27.7 | 31.3 | 9 | 13 | 9 | 13 | [6 empty] | 1 | 1 | 1 | 1 | 0 | 0 | 0 | 1 | 1 | 0 | 0 | 0 | 1 | 1
2000-11-20 | 325 | 5279.3333 | 5.1959 | #N/A | 26.2007 | 1.4183 | 4.5488 | 277.6988 | #N/A | 136.136 | 17.3025 | 290.4525 | 15.2441 | 288.3941 | 15.5744 | 6.0819 | 6.0819 | 15.4915 | 24.2 | 29 | 27.5 | 28.6 | 27.7 | 31.3 | 9 | 13 | 9 | 13 | [6 empty] | 1 | 1 | 1 | 1 | 0 | 0 | 0 | 1 | 1 | 0 | 0 | 0 | 1 | 1
2000-11-21 | 326 | 5279.3333 | 5.2095 | #N/A | 26.1323 | 1.4172 | 4.4063 | 277.5563 | #N/A | 136.136 | 17.2279 | 290.3779 | 15.163 | 288.313 | 15.4919 | 5.9163 | 5.9163 | 15.4062 | 24.2 | 29 | 27.5 | 28.6 | 27.7 | 31.3 | 9 | 13 | 9 | 13 | [6 empty] | 1 | 1 | 1 | 1 | 0 | 0 | 0 | 1 | 1 | 0 | 0 | 0 | 1 | 1
2000-11-22 | 327 | 5279.3333 | 5.2231 | #N/A | 26.064 | 1.416 | 4.2665 | 277.4165 | #N/A | 136.136 | 17.1534 | 290.3034 | 15.0826 | 288.2326 | 15.4091 | 5.7536 | 5.7536 | 15.3216 | 24.2 | 29 | 27.5 | 28.6 | 27.7 | 31.3 | 9 | 13 | 9 | 13 | [6 empty] | 1 | 1 | 1 | 1 | 0 | 0 | 0 | 1 | 1 | 0 | 0 | 0 | 1 | 1
2000-11-23 | 328 | 5279.3333 | 5.2369 | #N/A | 25.9956 | 1.4149 | 4.1293 | 277.2793 | #N/A | 136.136 | 17.0791 | 290.2291 | 15.0028 | 288.1528 | 15.3269 | 5.5936 | 5.5936 | 15.2376 | 24.2 | 29 | 27.5 | 28.6 | 27.7 | 31.3 | 9 | 13 | 9 | 13 | [6 empty] | 1 | 1 | 1 | 1 | 0 | 0 | 0 | 1 | 1 | 0 | 0 | 0 | 1 | 1
2000-11-24 | 329 | 5279.3333 | 5.2507 | #N/A | 25.9273 | 1.4138 | 3.9948 | 277.1448 | #N/A | 136.136 | 17.005 | 290.155 | 14.9236 | 288.0736 | 15.2453 | 5.4365 | 5.4365 | 15.1543 | 24.2 | 29 | 27.5 | 28.6 | 27.7 | 31.3 | 9 | 13 | 9 | 13 | [6 empty] | 1 | 1 | 1 | 1 | 0 | 0 | 0 | 1 | 1 | 0 | 0 | 0 | 1 | 1
2000-11-25 | 330 | 5279.3333 | 5.2646 | #N/A | 25.8589 | 1.4126 | 3.8629 | 277.0129 | #N/A | 136.136 | 16.9311 | 290.0811 | 14.845 | 287.995 | 15.1643 | 5.2822 | 5.2822 | 15.0716 | 24.2 | 29 | 27.5 | 28.6 | 27.7 | 31.3 | 9 | 13 | 9 | 13 | [6 empty] | 1 | 1 | 1 | 1 | 0 | 0 | 0 | 1 | 1 | 0 | 0 | 0 | 1 | 1
2000-11-26 | 331 | 5279.3333 | 5.2785 | #N/A | 25.7906 | 1.4115 | 3.7335 | 276.8835 | #N/A | 136.136 | 16.8574 | 290.0074 | 14.7671 | 287.9171 | 15.0838 | 5.1307 | 5.1307 | 14.9896 | 24.2 | 29 | 27.5 | 28.6 | 27.7 | 31.3 | 9 | 13 | 9 | 13 | [6 empty] | 1 | 1 | 1 | 1 | 0 | 0 | 0 | 1 | 1 | 0 | 0 | 0 | 1 | 1
2000-11-27 | 332 | 5279.3333 | 5.2925 | #N/A | 25.7222 | 1.4103 | 3.6068 | 276.7568 | #N/A | 136.136 | 16.7839 | 289.9339 | 14.6898 | 287.8398 | 15.004 | 4.982 | 4.982 | 14.9083 | 24.2 | 29 | 27.5 | 28.6 | 27.7 | 31.3 | 9 | 13 | 9 | 13 | [6 empty] | 1 | 1 | 1 | 1 | 0 | 0 | 0 | 1 | 1 | 0 | 0 | 0 | 1 | 1
2000-11-28 | 333 | 5279.3333 | 5.3066 | #N/A | 25.6539 | 1.4092 | 3.4827 | 276.6327 | #N/A | 136.136 | 16.7106 | 289.8606 | 14.6131 | 287.7631 | 14.9249 | 4.8361 | 4.8361 | 14.8277 | 24.2 | 29 | 27.5 | 28.6 | 27.7 | 31.3 | 9 | 13 | 9 | 13 | [6 empty] | 1 | 1 | 1 | 1 | 0 | 0 | 0 | 1 | 1 | 0 | 0 | 0 | 1 | 1
2000-11-29 | 334 | 5279.3333 | 5.3208 | #N/A | 25.5855 | 1.408 | 3.3611 | 276.5111 | #N/A | 136.136 | 16.6375 | 289.7875 | 14.5371 | 287.6871 | 14.8463 | 4.693 | 4.693 | 14.7478 | 24.2 | 29 | 27.5 | 28.6 | 27.7 | 31.3 | 9 | 13 | 9 | 13 | [6 empty] | 1 | 1 | 1 | 1 | 0 | 0 | 0 | 1 | 1 | 0 | 0 | 0 | 1 | 1
2000-11-30 | 335 | 5279.3333 | 5.3351 | #N/A | 25.5172 | 1.4068 | 3.2421 | 276.3921 | #N/A | 136.136 | 16.5647 | 289.7147 | 14.4617 | 287.6117 | 14.7684 | 4.5527 | 4.5527 | 14.6686 | 24.2 | 29 | 27.5 | 28.6 | 27.7 | 31.3 | 9 | 13 | 9 | 13 | [6 empty] | 1 | 1 | 1 | 1 | 0 | 0 | 0 | 1 | 1 | 0 | 0 | 0 | 1 | 1
2000-12-01 | 336 | 5279.3333 | 5.3494 | #N/A | 25.4488 | 1.4057 | 3.1256 | 276.2756 | #N/A | 136.136 | 16.4921 | 289.6421 | 14.387 | 287.537 | 14.6911 | 4.4151 | 4.4151 | 14.59 | 12.1 | 14.5 | 13.7 | 14.3 | 13.9 | 15.2 | 9 | 13 | 9 | 13 | 1 | 1 | 1 | 1 | 1 |  | 1 | 1 | 1 | 1 | 1 | 1 | 1 | 1 | 1 | 1 | 1 | 0 | 1 | 1
2000-12-02 | 337 | 5279.3333 | 5.3638 | #N/A | 25.3805 | 1.4045 | 3.0116 | 276.1616 | #N/A | 136.136 | 16.4198 | 289.5698 | 14.3129 | 287.4629 | 14.6144 | 4.2803 | 4.2803 | 14.5122 | 12.1 | 14.5 | 13.7 | 14.3 | 13.9 | 15.2 | 9 | 13 | 9 | 13 | 1 | 1 | 1 | 1 | 1 |  | 1 | 1 | 1 | 1 | 1 | 1 | 1 | 1 | 1 | 1 | 1 | 0 | 1 | 1
2000-12-03 | 338 | 5279.3333 | 5.3783 | #N/A | 25.3121 | 1.4033 | 2.9001 | 276.0501 | #N/A | 136.136 | 16.3477 | 289.4977 | 14.2394 | 287.3894 | 14.5384 | 4.1482 | 4.1482 | 14.4351 | 12.1 | 14.5 | 13.7 | 14.3 | 13.9 | 15.2 | 9 | 13 | 9 | 13 | 1 |  | 1 | 1 | 1 |  | 1 | 1 | 1 | 1 | 1 | 1 | 1 | 1 | 1 | 0 | 1 | 0 | 1 | 1
2000-12-04 | 339 | 5279.3333 | 5.3929 | #N/A | 25.2438 | 1.4022 | 2.791 | 275.941 | #N/A | 136.136 | 16.276 | 289.426 | 14.1666 | 287.3166 | 14.463 | 4.0188 | 4.0188 | 14.3586 | 12.1 | 14.5 | 13.7 | 14.3 | 13.9 | 15.2 | 9 | 13 | 9 | 13 | 1 |  | 1 | 1 | 1 |  | 1 | 1 | 1 | 1 | 1 | 1 | 1 | 1 | 1 | 0 | 1 | 0 | 1 | 1
2000-12-05 | 340 | 5279.3333 | 5.4075 | #N/A | 25.1754 | 1.401 | 2.6844 | 275.8344 | #N/A | 136.136 | 16.2045 | 289.3545 | 14.0944 | 287.2444 | 14.3882 | 3.892 | 3.892 | 14.2829 | 12.1 | 14.5 | 13.7 | 14.3 | 13.9 | 15.2 | 9 | 13 | 9 | 13 | 1 |  | 1 |  | 1 |  | 1 | 1 | 1 | 1 | 1 | 1 | 1 | 1 | 1 | 0 | 0 | 0 | 1 | 1
2000-12-06 | 341 | 5279.3333 | 5.4222 | #N/A | 25.1071 | 1.3998 | 2.5802 | 275.7302 | #N/A | 136.136 | 16.1333 | 289.2833 | 14.0229 | 287.1729 | 14.3141 | 3.768 | 3.768 | 14.2079 | 12.1 | 14.5 | 13.7 | 14.3 | 13.9 | 15.2 | 9 | 13 | 9 | 13 | 1 |  | 1 |  | 1 |  | 1 | 1 | 1 | 1 | 1 | 1 | 1 | 1 | 1 | 0 | 0 | 0 | 1 | 1
2000-12-07 | 342 | 5279.3333 | 5.437 | #N/A | 25.0387 | 1.3986 | 2.4783 | 275.6283 | #N/A | 136.136 | 16.0624 | 289.2124 | 13.9521 | 287.1021 | 14.2407 | 3.6466 | 3.6466 | 14.1335 | 12.1 | 14.5 | 13.7 | 14.3 | 13.9 | 15.2 | 9 | 13 | 9 | 13 | 1 |  | 1 |  | 1 |  | 1 | 1 | 1 | 1 | 1 | 1 | 1 | 1 | 1 | 0 | 0 | 0 | 1 | 1
2000-12-08 | 343 | 5279.3333 | 5.4519 | #N/A | 24.9704 | 1.3974 | 2.3788 | 275.5288 | #N/A | 136.136 | 15.9918 | 289.1418 | 13.8818 | 287.0318 | 14.1679 | 3.5277 | 3.5277 | 14.0599 | 12.1 | 14.5 | 13.7 | 14.3 | 13.9 | 15.2 | 9 | 13 | 9 | 13 | 1 |  | 1 |  | 1 |  | 1 | 1 | 1 | 1 | 1 | 1 | 1 | 1 | 1 | 0 | 0 | 0 | 1 | 1
2000-12-09 | 344 | 5279.3333 | 5.4669 | #N/A | 24.902 | 1.3962 | 2.2816 | 275.4316 | #N/A | 136.136 | 15.9215 | 289.0715 | 13.8123 | 286.9623 | 14.0957 | 3.4115 | 3.4115 | 13.987 | 12.1 | 14.5 | 13.7 | 14.3 | 13.9 | 15.2 | 9 | 13 | 9 | 13 | 1 |  | 1 |  | 1 |  | 1 | 1 | 1 | 1 | 1 | 1 | 1 | 1 | 1 | 0 | 0 | 0 | 1 | 1
2000-12-10 | 345 | 5279.3333 | 5.4819 | #N/A | 24.8337 | 1.395 | 2.1867 | 275.3367 | #N/A | 136.136 | 15.8515 | 289.0015 | 13.7433 | 286.8933 | 14.0242 | 3.2978 | 3.2978 | 13.9147 | 12.1 | 14.5 | 13.7 | 14.3 | 13.9 | 15.2 | 9 | 13 | 9 | 13 | 1 |  | 1 |  | 1 |  | 1 | 1 | 1 | 1 | 1 | 1 | 1 | 1 | 1 | 0 | 0 | 0 | 1 | 1
2000-12-11 | 346 | 5279.3333 | 5.497 | #N/A | 24.7653 | 1.3938 | 2.094 | 275.244 | #N/A | 136.136 | 15.7818 | 288.9318 | 13.675 | 286.825 | 13.9533 | 3.1866 | 3.1866 | 13.8432 | 12.1 | 14.5 | 13.7 | 14.3 | 13.9 | 15.2 | 9 | 13 | 9 | 13 | 1 |  | 1 |  | 1 |  | 1 | 1 | 1 | 1 | 1 | 1 | 1 | 1 | 1 | 0 | 0 | 0 | 1 | 1
2000-12-12 | 347 | 5279.3333 | 5.5123 | #N/A | 24.697 | 1.3926 | 2.0036 | 275.1536 | #N/A | 136.136 | 15.7125 | 288.8625 | 13.6074 | 286.7574 | 13.8831 | 3.078 | 3.078 | 13.7724 | 12.1 | 14.5 | 13.7 | 14.3 | 13.9 | 15.2 | 9 | 13 | 9 | 13 | 1 |  | 1 |  |  |  | 1 | 1 | 1 | 1 | 1 | 1 | 0 | 1 | 1 | 0 | 0 | 0 | 1 | 1
2000-12-13 | 348 | 5279.3333 | 5.5276 | #N/A | 24.6286 | 1.3914 | 1.9153 | 275.0653 | #N/A | 136.136 | 15.6435 | 288.7935 | 13.5404 | 286.6904 | 13.8135 | 2.9717 | 2.9717 | 13.7022 | 12.1 | 14.5 | 13.7 | 14.3 | 13.9 | 15.2 | 9 | 13 | 9 | 13 | 1 |  | 1 |  |  |  | 1 | 1 | 1 | 1 | 1 | 1 | 0 | 1 | 1 | 0 | 0 | 0 | 1 | 1
2000-12-14 | 349 | 5279.3333 | 5.5429 | 24.5603 | 24.5603 | 1.3902 | 1.8292 | 274.9792 | 136.136 | 136.136 | 15.5748 | 288.7248 | 13.474 | 286.624 | 13.7446 | 2.868 | 2.868 | 13.6327 | 12.1 | 14.5 | 13.7 | 14.3 | 13.9 | 15.2 | 9 | 13 | 9 | 13 | 1 |  | 1 |  |  |  | 1 | 1 | 1 | 1 | 1 | 1 | 0 | 1 | 1 | 0 | 0 | 0 | 1 | 1
2000-12-15 | 350 | 5279.3333 | 5.5461 | #N/A | 24.5461 | 1.39 | 1.7452 | 274.8952 | #N/A | 136.136 | 15.5065 | 288.6565 | 13.4043 | 286.5543 | 13.6763 | 2.7664 | 2.7664 | 13.5603 | 12.1 | 14.5 | 13.7 | 14.3 | 13.9 | 15.2 | 9 | 13 | 9 | 13 | 1 | [5 empty] | 1 | 1 | 1 | 1 | 1 | 0 | 0 | 1 | 1 | 0 | 0 | 0 | 1 | 1
2000-12-16 | 351 | 5279.3333 | 5.5494 | #N/A | 24.5319 | 1.3897 | 1.6634 | 274.8134 | #N/A | 136.136 | 15.4385 | 288.5885 | 13.3352 | 286.4852 | 13.6081 | 2.6673 | 2.6673 | 13.4885 | 12.1 | 14.5 | 13.7 | 14.3 | 13.9 | 15.2 | 9 | 13 | 9 | 13 | 1 | [5 empty] | 1 | 1 | 1 | 1 | 1 | 0 | 0 | 1 | 1 | 0 | 0 | 0 | 1 | 1
2000-12-17 | 352 | 5279.3333 | 5.5526 | #N/A | 24.5177 | 1.3895 | 1.5835 | 274.7335 | #N/A | 136.136 | 15.3709 | 288.5209 | 13.2668 | 286.4168 | 13.5399 | 2.5705 | 2.5705 | 13.4174 | 12.1 | 14.5 | 13.7 | 14.3 | 13.9 | 15.2 | 9 | 13 | 9 | 13 | 1 | [5 empty] | 1 | 1 | 1 | 1 | 1 | 0 | 0 | 1 | 1 | 0 | 0 | 0 | 1 | 1
2000-12-18 | 353 | 5279.3333 | 5.5558 | #N/A | 24.5035 | 1.3892 | 1.5057 | 274.6557 | #N/A | 136.136 | 15.3036 | 288.4536 | 13.1989 | 286.3489 | 13.4719 | 2.476 | 2.476 | 13.3469 | 12.1 | 14.5 | 13.7 | 14.3 | 13.9 | 15.2 | 9 | 13 | 9 | 13 | 1 | [5 empty] | 1 | 1 | 1 | 1 | 1 | 0 | 0 | 1 | 1 | 0 | 0 | 0 | 1 | 1
2000-12-19 | 354 | 5279.3333 | 5.559 | #N/A | 24.4893 | 1.389 | 1.4299 | 274.5799 | #N/A | 136.136 | 15.2367 | 288.3867 | 13.1317 | 286.2817 | 13.4039 | 2.3837 | 2.3837 | 13.2771 | 12.1 | 14.5 | 13.7 | 14.3 | 13.9 | 15.2 | 9 | 13 | 9 | 13 | 1 | [5 empty] | 1 | 1 | 1 | 1 | 1 | 0 | 0 | 1 | 1 | 0 | 0 | 0 | 1 | 1
2000-12-20 | 355 | 5279.3333 | 5.5622 | #N/A | 24.4751 | 1.3887 | 1.356 | 274.506 | #N/A | 136.136 | 15.1702 | 288.3202 | 13.0651 | 286.2151 | 13.3359 | 2.2937 | 2.2937 | 13.208 | 12.1 | 14.5 | 13.7 | 14.3 | 13.9 | 15.2 | 9 | 13 | 9 | 13 | 1 | [5 empty] | 1 | 1 | 1 | 1 | 1 | 0 | 0 | 1 | 1 | 0 | 0 | 0 | 1 | 1
2000-12-21 | 356 | 5279.3333 | 5.5655 | #N/A | 24.4609 | 1.3885 | 1.284 | 274.434 | #N/A | 136.136 | 15.104 | 288.254 | 12.999 | 286.149 | 13.268 | 2.2059 | 2.2059 | 13.1395 | 12.1 | 14.5 | 13.7 | 14.3 | 13.9 | 15.2 | 9 | 13 | 9 | 13 | 1 | [5 empty] | 1 | 1 | 1 | 1 | 1 | 0 | 0 | 1 | 1 | 0 | 0 | 0 | 1 | 1
2000-12-22 | 357 | 5279.3333 | 5.5687 | #N/A | 24.4467 | 1.3882 | 1.2139 | 274.3639 | #N/A | 136.136 | 15.0382 | 288.1882 | 12.9336 | 286.0836 | 13.2002 | 2.1202 | 2.1202 | 13.0716 | 12.1 | 14.5 | 13.7 | 14.3 | 13.9 | 15.2 | 9 | 13 | 9 | 13 | 1 | [5 empty] | 1 | 1 | 1 | 1 | 1 | 0 | 0 | 1 | 1 | 0 | 0 | 0 | 1 | 1
2000-12-23 | 358 | 5279.3333 | 5.5719 | #N/A | 24.4325 | 1.388 | 1.1456 | 274.2956 | #N/A | 136.136 | 14.9728 | 288.1228 | 12.8688 | 286.0188 | 13.1329 | 2.0367 | 2.0367 | 13.0044 | 12.1 | 14.5 | 13.7 | 14.3 | 13.9 | 15.2 | 9 | 13 | 9 | 13 | 1 | [5 empty] | 1 | 1 | 1 | 1 | 1 | 0 | 0 | 1 | 1 | 0 | 0 | 0 | 1 | 1
2000-12-24 | 359 | 5279.3333 | 5.5752 | #N/A | 24.4183 | 1.3877 | 1.0792 | 274.2292 | #N/A | 136.136 | 14.9077 | 288.0577 | 12.8045 | 285.9545 | 13.0663 | 1.9552 | 1.9552 | 12.9378 | 12.1 | 14.5 | 13.7 | 14.3 | 13.9 | 15.2 | 9 | 13 | 9 | 13 | 1 | [5 empty] | 1 |  | 1 |  | 1 | 0 | 0 | 1 | 1 | 0 | 0 | 0 | 0 | 0
2000-12-25 | 360 | 5279.3333 | 5.5784 | #N/A | 24.4041 | 1.3875 | 1.0145 | 274.1645 | #N/A | 136.136 | 14.843 | 287.993 | 12.7409 | 285.8909 | 13.0002 | 1.8758 | 1.8758 | 12.8718 | 12.1 | 14.5 | 13.7 | 14.3 | 13.9 | 15.2 | 9 | 13 | 9 | 13 | 1 | [5 empty] | 1 |  | 1 |  | 1 | 0 | 0 | 1 | 1 | 0 | 0 | 0 | 0 | 0
2000-12-26 | 361 | 5279.3333 | 5.5817 | #N/A | 24.3899 | 1.3872 | 0.9515 | 274.1015 | #N/A | 136.136 | 14.7787 | 287.9287 | 12.6778 | 285.8278 | 12.9348 | 1.7984 | 1.7984 | 12.8065 | 12.1 | 14.5 | 13.7 | 14.3 | 13.9 | 15.2 | 9 | 13 | 9 | 13 | 1 | [5 empty] | 1 |  | 1 |  | 1 | 0 | 0 | 1 | 1 | 0 | 0 | 0 | 0 | 0
2000-12-27 | 362 | 5279.3333 | 5.5849 | #N/A | 24.3757 | 1.387 | 0.89023 | 274.0402 | #N/A | 136.136 | 14.7148 | 287.8648 | 12.6153 | 285.7653 | 12.87 | 1.723 | 1.723 | 12.7418 | 12.1 | 14.5 | 13.7 | 14.3 | 13.9 | 15.2 | 9 | 13 | 9 | 13 | 1 | [5 empty] | 1 |  | 1 |  | 1 | 0 | 0 | 1 | 1 | 0 | 0 | 0 | 0 | 0
2000-12-28 | 363 | 5279.3333 | 5.5882 | #N/A | 24.3615 | 1.3867 | 0.83061 | 273.9806 | #N/A | 136.136 | 14.6512 | 287.8012 | 12.5534 | 285.7034 | 12.8057 | 1.6495 | 1.6495 | 12.6777 | 12.1 | 14.5 | 13.7 | 14.3 | 13.9 | 15.2 | 9 | 13 | 9 | 13 | 1 | [5 empty] | 1 |  | 1 |  | 1 | 0 | 0 | 1 | 1 | 0 | 0 | 0 | 0 | 0
2000-12-29 | 364 | 5279.3333 | 5.5914 | #N/A | 24.3473 | 1.3865 | 0.77263 | 273.9226 | #N/A | 136.136 | 14.5881 | 287.7381 | 12.4921 | 285.6421 | 12.7421 | 1.5779 | 1.5779 | 12.6143 | 12.1 | 14.5 | 13.7 | 14.3 | 13.9 | 15.2 | 9 | 13 | 9 | 13 | 1 | [5 empty] | 1 |  | 1 |  | 1 | 0 | 0 | 1 | 1 | 0 | 0 | 0 | 0 | 0
2000-12-30 | 365 | 5279.3333 | 5.5947 | 24.3331 | 24.3331 | 1.3862 | 0.71624 | 273.8662 | 136.136 | 136.136 | 14.5253 | 287.6753 | 12.4313 | 285.5813 | 12.679 | 1.5082 | 1.5082 | 12.5514 | 12.1 | 14.5 | 13.7 | 14.3 | 13.9 | 15.2 | 9 | 13 | 9 | 13 | 1 | [5 empty] | 1 |  | 1 |  | 1 | 0 | 0 | 1 | 1 | 0 | 0 | 0 | 0 | 0
Note on H1: this equation was taken from 97_2006 10 yr cut "Predicted Meant Temp, C BEST MODEL NESTED". The equation only needs elevation, day of year, and log10 discharge. The model outputs from this jmp neural model (hold back = .333) are in illustrator titled "10YR BEST MEANTEMP MODEL HB5 (2)"
Note on L1: james mccutchan: Used HB2 from storet data 2.15.12.jmp equation
Note on AD1: moppold: If "TEST" colums turn up a 1 then the stream temp is greater than the regulation, therefore failure occurs

## Readme (hidden)
This workbook contains a model for calculating mixed temperature downstream of a municipal wastewater treatment facility in Colorado. The original model can be found at: C:\Users\scipol\Documents\mary\thesis\thesis\THESIS Apple\Copy of Model 2.15.12.xls
User Interface
-This tab was created as a location for users to enter data and review results
-
DST.output.No.TM (removed this tab 10.04.2013)
-NO CHANGES SHOULD BE MADE TO THIS TAB
-This tab contains links to the user interface. Calculations using information from the user interface occur in this tab
-This model requires input for both Stream temperature and Effluent temperature (therefore it does not use the Effluent and stream temperature models)
STM&ETM.output
-NO CHANGES SHOULD BE MADE TO THIS TAB
-This tab contains links to the user interface. Calculations using information from the user interface occur in this tab
-This model DOES NOT require input for both Stream temperature and Effluent temperature and instead uses discharge, elevation, and day of year to predict stream and effluent temperature
MODEL
-This tab contains the original model. THIS IS NOT USED FOR CALCULATIONS
-NO CHANGES SHOULD BE MADE TO THIS TAB

## User Defined
original FR HIGH WWTP Q
Month |  | 1 | 2 | 3 | 4 | 5 | 6 | 7 | 8 | 9 | 10 | 11 | 12
Stream Discharge mean (cfs) | User Defined: Stream Discharge mean (cfs) | 27.1192 | 25.0392 | 26.7647 | 54.9601 | 154.4038 | 275.134 | 185.4284 | 102.996 | 53.8025 | 35.8498 | 29.9371 | 27.6303
Stream Discharge variation (cfs) | User Defined: Stream Discharge variation (cfs) | 13.5596 | 12.5196 | 13.3824 | 27.48 | 77.2019 | 137.567 | 92.7142 | 51.498 | 26.9013 | 17.9249 | 14.9686 | 13.8152
Effluent Discharge mean (cfs) | User Defined: Effluent Discharge mean (cfs) | 136.136 | 136.136 | 136.136 | 136.136 | 136.136 | 136.136 | 136.136 | 136.136 | 136.136 | 136.136 | 136.136 | 136.136
Effluent Discharge variation (cfs) | User Defined: Effluent Discharge variation (cfs) | 80.444 | 80.444 | 80.444 | 80.444 | 80.444 | 80.444 | 80.444 | 80.444 | 80.444 | 80.444 | 80.444 | 80.444
original FR LOW WWTP Q
Month |  | 1 | 2 | 3 | 4 | 5 | 6 | 7 | 8 | 9 | 10 | 11 | 12
Stream Discharge mean (cfs) | FR LOW WWTP Q: Stream Discharge mean (cfs) | 24.1059 | 22.2571 | 23.7909 | 48.8534 | 137.2478 | 244.5635 | 164.8253 | 91.552 | 47.8245 | 31.8665 | 26.6108 | 24.5603
Stream Discharge variation (cfs) | FR LOW WWTP Q: Stream Discharge variation (cfs) | 17.9508 | 17.287 | 17.3297 | 76.0818 | 154.3568 | 252.5183 | 132.5001 | 56.0716 | 29.0759 | 27.8423 | 25.0263 | 18.5977
Effluent Discharge mean (cfs) | FR LOW WWTP Q: Effluent Discharge mean (cfs) | 12.5528 | 12.5528 | 12.5528 | 12.5528 | 12.5528 | 12.5528 | 12.5528 | 12.5528 | 12.5528 | 12.5528 | 12.5528 | 12.5528
Effluent Discharge variation (cfs) | FR LOW WWTP Q: Effluent Discharge variation (cfs) | 5.317 | 5.317 | 5.317 | 5.317 | 5.317 | 5.317 | 5.317 | 5.317 | 5.317 | 5.317 | 5.317 | 5.317
modified
Month |  | 1 | 2 | 3 | 4 | 5 | 6 | 7 | 8 | 9 | 10 | 11 | 12
Stream Discharge mean (cfs) | User Defined: Stream Discharge mean (cfs) | 27.1192 | 25.0392 | 26.7647 | 54.9601 | 154.4038 | 275.134 | 185.4284 | 102.996 | 53.8025 | 35.8498 | 29.9371 | 27.6303
Stream Discharge variation (cfs) | User Defined: Stream Discharge variation (cfs) | 13.5596 | 12.5196 | 13.3824 | 27.48 | 77.2019 | 137.567 | 92.7142 | 51.498 | 26.9013 | 17.9249 | 14.9686 | 13.8152
Effluent Discharge mean (cfs) | User Defined: Effluent Discharge mean (cfs) | 12.5528 | 12.5528 | 12.5528 | 12.5528 | 12.5528 | 12.5528 | 12.5528 | 12.5528 | 12.5528 | 12.5528 | 12.5528 | 12.5528
Effluent Discharge variation (cfs) | User Defined: Effluent Discharge variation (cfs) | 5.317 | 5.317 | 5.317 | 5.317 | 5.317 | 5.317 | 5.317 | 5.317 | 5.317 | 5.317 | 5.317 | 5.317